## moti_distri1 ok
[21 empty] | NCC Bank/UCB Bank goli POC | NTTN=438M |  |  | Pubali POC 12 Core Cable | [9 empty] | Pubali POC 12 Core POC TJB
[26 empty] | 1126 |  |  |  |  | ID-A-004 |  |  | 1159 | [12 empty] | 3485
[21 empty] | Blue |  |  |  | Blue | Montjheel POP connected with Meherba POP via DBBL POC | [8 empty] | Blue |  | Blue | [7 empty] | Blue | Blue | 357 | ID#2229
[21 empty] | Orange |  |  |  | Orange | NCC Bank HO to Card Center clear Channel (Peaples Ins Bhabaho to Sara Tower) | [8 empty] | Orange | [9 empty] | Green | Orange
[20 empty] | Free | Green |  |  |  | Green | DBBL Sena Kallyan Bhaban 4th Floor | [5 empty] | SCBL Kakrail to Peoples ins. Cancel |  |  | Green | [9 empty] | Slate | Green | [35 empty] | Agrini Bank Tj box
TJB
[21 empty] | Brown |  |  |  | Brown | DBBL 19th Fl. People’s Insurance to Head Office Sena Kalyan Bhaban, (DATA) | [8 empty] | Brown | [9 empty] | White | Brown | [35 empty] | Tube 24 Core |  | Jewel | 393 |  | ID#2109 |  | Cable Comes From AB Bank TJ Box(Peoples Backbone)
[82 empty] | Green | White | Green
[20 empty] | Free | Slate |  |  |  | Slate | (Hazi Ahmed) 28 dilkusha to DSE | [8 empty] | Slate | [9 empty] | Orange | Slate
[82 empty] | Blue |  | Blue
[20 empty] | Free | white |  |  |  | white | Prudential Capital Ltd, 28 Dilkusha, Motijheel to DSE Annex Building | [8 empty] | white | [9 empty] | Brown | White
[82 empty] | Orange |  | Orange
[21 empty] | Red |  |  |  | Red | DBBL 19th Fl. People’s Insurance to Head Office Sena Kalyan Bhaban, (Internet) | [8 empty] | Red | [9 empty] | Red | Red | [64 empty] | TJB
[82 empty] | Trans |  | Trans | [25 empty] | Tube 24 Core |  | Jewel
[21 empty] | Black |  |  |  | Black | [9 empty] | Black | [9 empty] | Black | Black | [63 empty] | Green | White | Green
[82 empty] | Green | Blue | Green
[21 empty] | Yellow |  |  |  | Yellow | [9 empty] | Yellow | [10 empty] | Yellow | [63 empty] | Blue |  | Blue
[82 empty] | Blue |  | Blue
[21 empty] | Violet |  |  |  | Violet | [9 empty] | Violet | [10 empty] | Violet | [63 empty] | Orange |  | Orange
[82 empty] | Orange |  | Orange
[21 empty] | Pink |  |  |  | Pink | [9 empty] | Pink | [10 empty] | Pink | [63 empty] | Trans |  | Trans
[82 empty] | Trans |  | Trans
[21 empty] | Trans |  |  |  | Trans | [9 empty] | Trans | [10 empty] | Trans | [63 empty] | Green | Blue | Green
[82 empty] | Green | Orange | Green
[110 empty] | Blue |  | Blue
[82 empty] | Blue |  | Blue
[110 empty] | Orange |  | Orange
[82 empty] | Orange |  | Orange
[110 empty] | Trans |  | Trans
[82 empty] | Trans |  | Trans
[110 empty] | Green | Orange | Green
[110 empty] | Blue |  | Blue
[12 empty] | Motijheel POP Roof TOP Same Tj | [17 empty] | POP Underground | [8 empty] | Pubali POC | [70 empty] | Orange |  | Orange
[82 empty] | Green | Green | Green | [48 empty] | Blue
[33 empty] | 1559 |  |  |  |  | ID-2104 | [71 empty] | Trans |  | Trans | [19 empty] | 212
[17 empty] | White | Green | [11 empty] | Green | White | Green | [6 empty] | Green | White | Green | [40 empty] | Blue |  | Blue | [44 empty] | 3749 | Blue |  | Janata Bank 1 Dilkusha Amir
207
[18 empty] | Blue | [11 empty] | Blue |  | Blue | [6 empty] | Blue |  | Blue | [40 empty] | Orange |  | Orange | [46 empty] | Green |  | Blue
[18 empty] | Orange | [11 empty] | Orange |  | Orange | [6 empty] | Orange |  | Orange | [40 empty] | Trans |  | Trans
[110 empty] | Green | Green | Green
[18 empty] | Trans | [11 empty] | Trans |  | Trans | [6 empty] | Trans |  | Trans | [40 empty] | Green | Brown | Green | [48 empty] | ID#5428
[110 empty] | Blue |  | Blue
[17 empty] | Blue | Green | 1534 | [10 empty] | Green | Blue | Green | [6 empty] | Green | Blue | Green | [40 empty] | Blue |  | Blue
[57 empty] | IBBL HO 1st Link Via Fiber@home LDP | [52 empty] | Orange |  | Orange
[18 empty] | Blue | 1534 | [10 empty] | Blue |  | Blue | [6 empty] | Blue |  | Blue | [15 empty] | Color | [24 empty] | Orange |  | Orange | [47 empty] | 72
[55 empty] | ID#6071 | 1796 | Raton | [52 empty] | Trans |  | Trans | [18 empty] | Janata Bank POC TJB Nurul
[18 empty] | Orange | 1534 | [10 empty] | Orange |  | Orange | [6 empty] | Orange |  | Orange | [15 empty] | Blue | [24 empty] | Trans |  | Trans | [47 empty] | 440
[110 empty] | Green | Brown | Green
[18 empty] | Trans | 1534 | [10 empty] | Trans |  | Trans | [6 empty] | Trans |  | Trans | [15 empty] | Orange | [24 empty] | Green | Slate | Green
[110 empty] | Blue |  | Blue
|  |  |  | cable goes to splitter Tj box |  | ID#1204 |  |  | 4core |  | 1880 | Blue | Green(Orange Tube) |  |  |  | Orange | Green | Orange |  | 1534 | [8 empty] | Green | Orange | Green | [6 empty] | Green | Orange | Green | Cable Goes to IFIC POC Splitter TJ | [14 empty] | Green | [24 empty] | Blue |  | Blue
[110 empty] | Orange |  | Orange
|  |  |  | Orange | [13 empty] | Blue | [11 empty] | Blue |  | Blue | [6 empty] | Blue |  | Blue | [15 empty] | Trans | [24 empty] | Orange |  | Orange
[110 empty] | Trans |  | Trans
|  |  |  | Green | [13 empty] | Orange | [11 empty] | Orange |  | Orange | [6 empty] | Orange |  | Orange | [40 empty] | Trans |  | Trans
[110 empty] | Green | Slate | Green
|  |  |  | Trans | [13 empty] | Trans | [11 empty] | Trans |  | Trans | [6 empty] | Trans |  | Trans
[110 empty] | Blue |  | Blue | [20 empty] | ID#151
[110 empty] | Orange |  | Orange
[50 empty] | ID#6071 | [59 empty] | Trans |  | Trans
28 Dilkusha Sunset
Motijheel Done-8-9-2015 | [68 empty] | Agrani Bank | [19 empty] | BIWTC | [13 empty] | Hadi Mansion TJ box
[73 empty] | TJB | [30 empty] | TJB | [26 empty] | Slate |  | Green
[53 empty] | Tube 24 Core |  |  | 633 |  |  |  | ID#2103 | [7 empty] | 409 |  |  |  | Tube 24 Core |  | Jewel |  |  |  | 405 | [6 empty] | ID#2103 |  |  | 238 |  | 233 | [10 empty] | ID#2103 | 163 | Tube 24 Core |  | Jewel
|  | Motijheel POP | [9 empty] | Motijheel POP Roof TOP |  |  | ID#2104 | ID#2104 | [36 empty] | Green | White | [17 empty] | Green | White | Green | [13 empty] | Green | White | [13 empty] | Green | White | Green | [25 empty] | Janata bank POC
Switch No & Port | FMC Infromation | [5 empty] | ID#1411 |  |  |  | 15 |  |  | 16 | [8 empty] | ID#1411 |  |  |  | 156 | [25 empty] | Blue | [18 empty] | Blue |  | Blue | [13 empty] | Blue | [14 empty] | Blue |  | Blue
|  | Tube | LIU Port No. 3 | Code | [7 empty] | Tube | Code | [14 empty] | Tube | [103 empty] | Go to CCT to moti file
|  | Brown | 1 | Blue |  |  |  | IBBL HO 1st Link |  |  |  | Brown | Blue | [14 empty] | Brown | Blue | Slate |  |  |  | 1164 | [18 empty] | Orange | [18 empty] | Orange |  | Orange | [13 empty] | Orange | [14 empty] | Orange |  | Orange
[49 empty] | 455 | 1821
|  |  | 2 | Orange |  |  |  | IBBL HO 1st Link Fiber@home LDP Link |  |  |  |  | Orange | [10 empty] | 10.10.32.116-19 |  |  |  |  | Orange | [19 empty] | Blue | Blue |  |  | Trans | [18 empty] | Trans |  | Trans | [13 empty] | Trans | [14 empty] | Trans |  | Trans
| SFP=26 |  | 3 | Green | Motijheel POP Connected From Fourzees POP | [7 empty] | Green | Green(Blue Tube) | [14 empty] | Green | [12 empty] | ID#6071 | [10 empty] | Green | Blue | [17 empty] | Green | Blue | Green | [13 empty] | Green | Blue | [13 empty] | Green | Blue | Trans | 1674 |  |  |  | Cable Goes OLT Summit (IFIC)POC Cable
| SFP=27 |  | 4 | Brown | Bangla Link Eunoos Tower | [7 empty] | Brown | [15 empty] | Brown | Brown |  |  |  | 1164 | [17 empty] | White | Blue | [18 empty] | Blue |  | Blue | [13 empty] | Blue | [14 empty] | Blue |  | Orange | 1674 |  |  |  | Cable Goes OLT Summit (IFIC)POC Cable
|  |  | 5 | Slate | [8 empty] | Slate | [15 empty] | Slate | [22 empty] | Black | Orange | [18 empty] | Orange |  | Orange | [13 empty] | Orange | [14 empty] | Orange |  | Green | 1674 |  |  |  | Cable Goes OLT Summit (IFIC)POC Cable
10.10.32.114=17 | 1550 |  | 6 | White | [8 empty] | White | [15 empty] | White | [23 empty] | Trans | [18 empty] | Trans |  | Trans | [13 empty] | Trans | [14 empty] | Trans
SW :10.10.32.118 port - 8 | 1310 |  | 7 | Red | A.Wahab & CO | [7 empty] | Red | [15 empty] | Red | Red |  |  |  | 1164 | [18 empty] | Green | Orange | [17 empty] | Green | Orange | Green | [13 empty] | Green | Orange | [13 empty] | Green | Orange | Green | Blue | 3889
10.10.32.118=07 | 1550 |  | 8 | Black | [5 empty] | 1880 | Green |  | Black | [15 empty] | Black | [23 empty] | Blue | [18 empty] | Blue |  | Blue | [13 empty] | Blue | [14 empty] | Blue |  | Blue
10.10.32.116=6 | 1310 |  | 9 | Yellow | IBBL HOT DR 2nd Link | [7 empty] | Yellow | [15 empty] | Yellow | Orange | 1821 | 4Core | [20 empty] | Orange | [18 empty] | Orange |  | Orange | [13 empty] | Orange | [13 empty] | MBD | Orange |  | Orange
|  |  | 10 | Violet | [5 empty] | Trans | 1880 |  | Violet | [15 empty] | Violet | [13 empty] | 633 | [9 empty] | Trans | [18 empty] | Trans |  | Trans | [13 empty] | Trans | [14 empty] | Trans |  | Trans
10.10.32.111=6 | MC-1310 |  | 11 | Pink |  |  |  |  | Midland Bank DC | 1880 | Orange |  | Pink | [15 empty] | Pink | [13 empty] | 633
SW 32.116 - Port - 3 | 1310 |  | 12 | Trans | Agrani Bank - H/O Primary link | [7 empty] | Trans | [15 empty] | Trans | [6 empty] | 1164 | [6 empty] | 633
Orange
[53 empty] | Green | Green | [17 empty] | Green | Green | Green | [13 empty] | Green | Green | [13 empty] | Green | Green | Green
[53 empty] | Blue | [18 empty] | Blue |  | Blue | [13 empty] | Blue | [14 empty] | Blue |  | Blue
[53 empty] | Orange | [18 empty] | Orange |  | Orange | [13 empty] | Orange | [14 empty] | Orange |  | Orange
[53 empty] | Trans | [18 empty] | Trans |  | Trans | [13 empty] | Trans | [14 empty] | Trans |  | Trans
[53 empty] | Green | Brown | [17 empty] | Green | Brown | Green | [13 empty] | Green | Brown | [13 empty] | Green | Brown | Green
[53 empty] | Blue | [18 empty] | Blue |  | Blue | [13 empty] | Blue | [14 empty] | Blue |  | Blue
[53 empty] | Orange | [18 empty] | Orange |  | Orange | [13 empty] | Orange | [14 empty] | Orange |  | Orange
[53 empty] | Trans | [18 empty] | Trans |  | Trans | [13 empty] | Trans | [14 empty] | Trans |  | Trans
[53 empty] | Green | Slate | [17 empty] | Green | Slate | Green | 392 | [12 empty] | Green | Slate | [13 empty] | Green | Slate | Green | [31 empty] | Behind Purbani Hotel
[53 empty] | Blue | [18 empty] | Blue |  | Blue | [13 empty] | Blue | [14 empty] | Blue |  | Blue | [30 empty] | 2936 | Amir | 2927 |  |  |  |  | 2906 | Cable Goes to Moti Unoos Bangabhaban
Blue
[53 empty] | Orange | [16 empty] | 393 |  | Orange |  | Orange | [13 empty] | Orange | [14 empty] | Orange |  | Orange
Orange
[53 empty] | Trans | [16 empty] | 393 |  | Trans |  | Trans | [13 empty] | Trans | [13 empty] | EBL p2p | Trans |  | Trans | Blue | 1674 |  | Cable Goes OLT Summit (IFIC)POC Cable
[113 empty] | Trans | [23 empty] | Green
[136 empty] | EBL | Trans | [5 empty] | EBL
[109 empty] | Al-Amin Center 25/A, Dilkusha | [6 empty] | Agrani Bank Dilkusha |  |  |  | Sonali Bank/opp krisi Bank Bhaban |  |  |  | UCBL 6 Dilkusa |  |  |  | Hadi manson
[109 empty] | TJB | [18 empty] | Code
[43 empty] | 7662 | ID#578 | [63 empty] | 7565 | Amir |  | 1564 |  |  | ID#5487 | 1485 |  | 36 | ID#5438 | 212 |  | 1414 | ID#5487 | 1336 |  | 1899 | ID#8628 | 1800
32.117 Port-10 |  | Green | 13 | Blue | Agrani Bank HO | [6 empty] | Green | Blue | [14 empty] | Green | Blue | [79 empty] | 1 | Blue | [17 empty] | Blue
10.1032.116=22 | 1310 |  | 14 | Orange | Pubali Bank HO | [7 empty] | Orange | [15 empty] | Orange | [79 empty] | 2 | Orange | [17 empty] | Orange
[141 empty] | Side of Balaka | [5 empty] | Side of Balaka |  |  | Dhaka Bank Sunset
|  |  | 15 | Green | [8 empty] | Green | [15 empty] | Green | [79 empty] | 3 | Green | [5 empty] | Green |  |  |  | Green | [7 empty] | Green | [12 empty] | TJB-1 | [5 empty] | TJB-2 |  |  | TJB-2
[139 empty] | ID#6110 | 693 |  | 1218 |  |  | ID#1655 | 1241 |  | 1259 | 1243
10.1032.117=20 | 1310 |  | 16 | Brown | Dhaka Bank Ltd. Biman Office | [7 empty] | Brown | [15 empty] | Brown | [79 empty] | 4 | Brown | [5 empty] | Brown |  |  |  | Brown | [7 empty] | Brown | Blue | 595 | ID#6110 | [9 empty] | Blue | [5 empty] | Blue |  |  | Blue
10.10.32.117=9 | 1310 |  | 17 | Slate | Asiatic Group | [7 empty] | Slate | [15 empty] | Slate | [79 empty] | 5 | Slate | [5 empty] | Slate |  |  |  | Slate | [6 empty] | Asiatic Group | Slate | [12 empty] | Orange | [5 empty] | Orange |  |  | Orange
|  |  | 18 | White |  |  |  | Prime Bank Head Office, |  |  |  |  | White | [15 empty] | White | [79 empty] | 6 | White | [5 empty] | White |  |  |  | White | [7 empty] | White
10.10.32.119=5 | 1310 |  | 19 | Red | BIWTC 5 Dilkusha 2nd floor | [7 empty] | Red | [15 empty] | Red | [79 empty] | 7 | Red | [5 empty] | Red |  |  |  | Red | [6 empty] | BIWTC | Red
|  |  | 20 | Balack | [8 empty] | Balack | [15 empty] | Balack | [79 empty] | 8 | Balack | [5 empty] | Balack |  |  |  | Balack | [6 empty] | Federal Ins | Balack
|  |  | 21 | Yellow | [8 empty] | Yellow | [12 empty] | City bank H\O 2nd Link , Jibon bima bhabon |  |  | Yellow | [79 empty] | 9 | Yellow | [5 empty] | Yellow |  |  |  | Yellow | [6 empty] | EBL | Yellow | Trans | 3125 |  |  |  | ID#1335
|  |  | 22 | Violet | [8 empty] | Violet | [15 empty] | Violet | [79 empty] | 10 | Violet | [5 empty] | Violet |  |  |  | Violet | [6 empty] | Backbone | Violet | Blue | 3889 |  |  |  |  | Cable Goes To
|  |  | 23 | Pink | Link Bangla | [7 empty] | Pink | [10 empty] | SEBL New 2nd Link |  |  |  |  | Pink | [79 empty] | 11 | Pink | [5 empty] | Pink |  |  |  | Pink | [6 empty] | LinkBangla | Pink | Orange | 595 | ID#6110
Liu-4 =14 |  |  | 24 | Trans | Banglalink New | [7 empty] | Trans | [15 empty] | Trans | [79 empty] | 12 | Transparent | [5 empty] | Transparent |  |  |  | Transparent | [7 empty] | Trans | Green | 3125
NEED CLEAR & COMPLETE UPDATE
[46 empty] | 28 Dilkusa | [18 empty] | Sundarban Courier Service | [5 empty] | Khurshid Security Service | [10 empty] | Islami Bank Roop Top | [6 empty] | Front of Islami BanK House#41 | [6 empty] | House#41 Islami Bank Br.2nd floor |  |  |  |  | IBBL Basement
[46 empty] | Code | [11 empty] | Color | [6 empty] | Color | [12 empty] | Color |  |  |  | TJB | [6 empty] | TJB | [6 empty] | TJB |  |  |  |  | ODF
[46 empty] | Masud | [12 empty] | 5349 |  | 12core |  | ID#578 | 5453 | Raton | 2093 | 2093 |  | ID#2031 | 2005 | [8 empty] | 299 | ID#524 | 156 | Amir |  | 5163 |  | ID - 6464 |  | 5180 | Amir | 1301 |  | ID#8628 |  |  | 1399 | Amir | 5185 |  | ID - 6464 | 5274
[46 empty] | Blue | Blue | [10 empty] | Blue | [6 empty] | Blue | [5 empty] | Blue | [6 empty] | Blue |  |  |  | Blue | Blue | [5 empty] | Blue | [6 empty] | Blue |  |  |  |  | Blue
[45 empty] | 1177 | Orange | [11 empty] | Orange | Green | [5 empty] | Orange | [5 empty] | Orange | [6 empty] | Orange |  |  |  | Orange | Orange | [5 empty] | Orange | [6 empty] | Orange |  |  |  |  | Orange
[46 empty] | Green | [10 empty] | 1422 | Blue | Orange | [5 empty] | Green | [5 empty] | Green |  |  |  |  | 1452 | Blue | Green |  |  |  | Green | Green | [5 empty] | Green | [6 empty] | Green |  |  |  |  | Green
[45 empty] | 1177 | Brown | [11 empty] | Brown | [6 empty] | Brown | [5 empty] | Brown | Brown | 1452 |  |  |  |  | Brown |  |  |  | Brown | [6 empty] | Brown | [6 empty] | Brown |  |  |  |  | Brown
[45 empty] | 1177 | Slate | [11 empty] | Slate | [6 empty] | Slate | [5 empty] | Slate | [6 empty] | Slate |  |  |  | Slate | [6 empty] | Slate | [6 empty] | Slate |  |  |  |  | Slate
[46 empty] | White | [11 empty] | White | [6 empty] | White | [5 empty] | White | [6 empty] | White |  |  |  | White | [6 empty] | White | [6 empty] | White |  |  |  |  | Trans
[45 empty] | 1177 | Red | [11 empty] | Red | [6 empty] | Red | [5 empty] | Red | Red | 1452 |  |  |  |  | Red |  |  |  | Red | [6 empty] | Red | [6 empty] | Red
[46 empty] | Black | [11 empty] | Black | [6 empty] | Black | [5 empty] | Black | [6 empty] | Black |  |  |  | Black | [6 empty] | Black | [6 empty] | Black
[46 empty] | Yellow | [11 empty] | Yellow | [6 empty] | Yellow | [5 empty] | Yellow | [6 empty] | Yellow |  |  |  | Yellow | [6 empty] | Yellow | [6 empty] | Yellow
[46 empty] | Violet | [11 empty] | Violet | [6 empty] | Violet | [5 empty] | Violet | [6 empty] | Violet |  |  |  | Violet | [6 empty] | Violet | [6 empty] | Violet
[46 empty] | Pink | [11 empty] | Pink | [6 empty] | Pink | [5 empty] | Pink | [6 empty] | Pink |  |  |  | Pink | [6 empty] | Pink | [6 empty] | Pink
[46 empty] | Trans | [11 empty] | Trans | [6 empty] | Trans | [5 empty] | Trans | [6 empty] | Trans |  |  |  | Trans | [6 empty] | Trans | [6 empty] | Trans
ID#764
[73 empty] | ID#292 |  | ID#292 | ID#292
[62 empty] | IBBL 28 Dilkusha | [19 empty] | SIBL 15 Dilkusha | [9 empty] | AC Corner 9th Floor | [5 empty] | 14 Dilkusha Otobi 1st Link
[62 empty] | Color | [19 empty] | Color | [9 empty] | Color | [5 empty] | Color
[61 empty] | 1455 | Raton | [17 empty] | ID# 292 | 1352 |  | 1637 |  |  |  | ID# 1156 |  |  |  | 1679 |  | 1311 |  |  |  | 1387
[62 empty] | Blue | [19 empty] | Blue | [9 empty] | Blue | [5 empty] | Blue
[62 empty] | Orange | [19 empty] | Orange | [9 empty] | Orange | [5 empty] | Orange
[62 empty] | Green | [19 empty] | Green | [9 empty] | Green | [5 empty] | Green
[62 empty] | Trans | [19 empty] | Brown | 2031 | Blue |  | ID - 1805 | [5 empty] | Trans | [5 empty] | Trans
Slate
White
[82 empty] | Red | 2031 | Orange
Black
Yellow
Violet
Pink
Trans
[93 empty] | Prime Bank / Opp Krishi Bhaban 12, Dilkusha | [5 empty] | West Side Of Eunoos Tower | [6 empty] | Eunoos Tower
[93 empty] | TJB | [5 empty] | TJB
[92 empty] | 2069 | Jewel | 2071 | ID - 1805 |  |  | 2128 | Amir | 1799 |  |  | ID -026 |  | 1757 | Amir
[93 empty] | Blue | [5 empty] | Blue |  | Blue |  |  |  |  | Blue
[93 empty] | Orange | [5 empty] | Orange |  | Orange |  |  |  |  | Orange
[93 empty] | Green | [5 empty] | Green |  | Green |  |  |  |  | Green
[93 empty] | Trans | [5 empty] | Trans |  | Brown |  |  |  |  | Brown
[101 empty] | Slate |  |  |  |  | Slate
[101 empty] | White |  |  |  |  | White
[101 empty] | Red |  |  |  |  | Red
[101 empty] | Black |  |  |  |  | Black
[101 empty] | Yellow |  |  |  |  | Yellow
[101 empty] | Violet |  |  |  |  | Violet
[101 empty] | Pink |  |  |  |  | Pink
[101 empty] | Trans |  |  |  |  | Trans
Note on AF41: Brac Bank, Sales center 167/12 Motijheel road,connected from Motijheel pop via Pubali POC 12Blue
Note on AN41: Islami Bank - H/O 2nd Link Connected Trom Fourzees POP 12 Blue
Note on BF41: Montjheel POP connected with Meherba POP via Pubali POC and DBBL POC 12Blue=12Blue
Note on BP41: IBBL 2nd link connected from D-Bangla POP via Summit and F@H 12Blue+4Blue
Note on AF43: Dhaka bank Data center Sara tower,connected from Motijheel pop via Pubali POC 12Orange
Note on BP43: DBBL Sena Kallyan Bhaban 4th Floor
Note on AF45: UCBL Sara tower,connected from Motijheel pop via Pubali POC 12Green
Note on AN45: DBBL Sena Kallyan Bhaban 4th Floor
Note on AF47: Al arafah bank 86, Shantinagar, VIP road,connected from Motijheel pop via Pubali POC 12Brown
Note on AN47: Author:
Note on AF49: Motijheel to Baridhara backbone, via Pubali POC 12Slate
Note on AF51: NCC Bank HO to Card Center clear Channel (Peaples Ins Bhabaho to Sara Tower) , via Pubali POC 12White
Note on BP51: DBBL 19th Fl. People’s Insurance to Head Office Sena Kalyan Bhaban, (DATA)12Brown=12White
Note on AF53: IBBL 2nd link connected from D-Bangla POP via Summit and F@H 12Blue+4Blue 12 Red
Note on AN53: Author:
Note on BP53: DBBL 19th Fl. People’s Insurance to Head Office Sena Kalyan Bhaban, (Internet)12Red=12Red
Note on GN78: Motijheel Pop connected with mouchak Wimax pop via santinagar poc 4Blue=6Green
Note on GP78: EBL HO Jibon Bima Bhaban(3rd Floor) to 88 Motijheel Branch/Mukti joddha kollyan Trust P2P via Bank of pakisthan Poc 6Blue=6Blue
Note on AC86: Motijheel POP Connected From Fourzees POP Motijheel POP via Pubali POC via Motijheel Thana POC
Note on AT86: Motijheel POP Connected From Fourzees POP Motijheel POP via Pubali POC via Motijheel Thana POC
Note on AV86: Motijheel POP Connected From Fourzees POP Motijheel POP via Pubali POC via Motijheel Thana POC
Note on BI86: Motijheel POP Connected From Fourzees POP Motijheel POP via Pubali POC via Motijheel Thana POC
Note on BK86: Motijheel POP Connected From Fourzees POP Motijheel POP via Pubali POC via Motijheel Thana POC
Note on GN89: Motijheel Pop connected with mouchak Wimax pop via santinagar poc Green=12Slate
Note on GP89: EBL HO Jibon Bima Bhaban(3rd Floor) to 88 Motijheel Branch/Mukti joddha kollyan Trust P2P via Bank of pakisthan Poc 6Blue=12Green
Note on CK90: IBBL HO 1st Link Via Fiber@home LDP 40 Dilkusha, Dhaka connected from Motijhell POP 4Blue
Note on AC92: Jumana Bank Surma Tower 59/2,Purana Palton,Dhaka connected from Motijheel POP via Pubali POC via Near IFIC Bank POC
Note on AT92: Jumana Bank Surma Tower 59/2,Purana Palton,Dhaka connected from Motijheel POP via Pubali POC via Near IFIC Bank POC
Note on AV92: Jumana Bank Surma Tower 59/2,Purana Palton,Dhaka connected from Motijheel POP via Pubali POC via Near IFIC Bank POC
Note on BI92: Jumana Bank Surma Tower 59/2,Purana Palton,Dhaka connected from Motijheel POP via Pubali POC via Near IFIC Bank POC
Note on BK92: Jumana Bank Surma Tower 59/2,Purana Palton,Dhaka connected from Motijheel POP via Pubali POC via Near IFIC Bank POC
Note on CK92: Islami Bank HOT DR 2nd Link Connected From Motijheel POP 04 Orange
Note on EB92: IBBL 2nd link connected from Fourzess POP
Note on ED92: IBBL 2nd link connected from Fourzess POP
Note on AC94: Natinal Bank Ltd. Printers Building, 5 Rajuk Avenue, Dhaka connected from Motijheel POP via Pubali POC via Near IFIC Bank POC
Note on AT94: Natinal Bank Ltd. Printers Building, 5 Rajuk Avenue, Dhaka connected from Motijheel POP via Pubali POC via Near IFIC Bank POC
Note on AV94: Natinal Bank Ltd. Printers Building, 5 Rajuk Avenue, Dhaka connected from Motijheel POP via Pubali POC via Near IFIC Bank POC
Note on BI94: Natinal Bank Ltd. Printers Building, 5 Rajuk Avenue, Dhaka connected from Motijheel POP via Pubali POC via Near IFIC Bank POC
Note on BK94: Natinal Bank Ltd. Printers Building, 5 Rajuk Avenue, Dhaka connected from Motijheel POP via Pubali POC via Near IFIC Bank POC
Note on ED94: Agrani Bank 2nd link connected from Fourzees POP24Blue(Slate Tube)+4 Blue(1400-----------------------------1470)ID#2232
Note on G98: Kamal Asociets, Metropolita chember building 2nd floor , 122,124 motijheel connected from Motijheel pop
Note on GN109: Motijheel Pop connected with mouchak Wimax pop via santinagar poc 12Slate
Note on GP109: EBL HO Jibon Bima Bhaban(3rd Floor) to 88 Motijheel Branch/Mukti joddha kollyan Trust P2P via Bank of pakisthan Poc 12Green
Note on T117: IBBL HO 1st Link Via Fiber@home LDP 40 Dilkusha, Dhaka connected from Motijhell POP 24 core (Brown Tube) Orange
Note on BW117: IBBL 2nd link connected from D-Bangla POP via Summit and F@H 4Blue+4Blue
Note on BY117: IBBL 2nd link connected from D-Bangla POP via Summit and F@H 4Blue+4Blue
Note on G119: Motijheel POP Connected From Fourzees POP Motijheel POP via Pubali POC via Motijheel Thana POC
Note on T119: Motijheel POP Connected From Fourzees POP Motijheel POP via Pubali POC via Motijheel Thana POC
Note on G121: Bangla Link Eunoos Tower 52-53 Dilkusha connected from Motijheel POP 24 core (Brown Tube) Brown
Note on T121: Bangla Link Eunoos Tower 52-53 Dilkusha connected from Motijheel POP 24 core (Brown Tube) Brown
Note on AS121: Bangla Link Eunoos Tower 52-53 Dilkusha connected from Motijheel POP 24 core (Brown Tube) Brown=12Brown
Note on CG123: Kamal Asociets, Metropolita chember building 2nd floor , 122,124 motijheel connected from Motijheel pop
Note on DO123: Kamal Asociets, Metropolita chember building 2nd floor , 122,124 motijheel connected from Motijheel pop
Note on DQ123: Kamal Asociets, Metropolita chember building 2nd floor , 122,124 motijheel connected from Motijheel pop
Note on EK123: Kamal Asociets, Metropolita chember building 2nd floor , 122,124 motijheel connected from Motijheel pop
Note on EZ123: Kamal Asociets, Metropolita chember building 2nd floor , 122,124 motijheel connected from Motijheel pop
Note on FB123: Kamal Asociets, Metropolita chember building 2nd floor , 122,124 motijheel connected from Motijheel pop
Note on G127: A.Wahab Motijheel Hotel Purbani Annex-2 4th Floor,1 Dilkusha C/A, Motijheel, Connected from motijheel POP 1
Note on T127: A.Wahab Motijheel Hotel Purbani Annex-2 4th Floor,1 Dilkusha C/A, Motijheel, Connected from motijheel POP 1
Note on T129: Kamal Asociets, Metropolita chember building 2nd floor , 122,124 motijheel connected from Motijheel pop
Note on AS129: Kamal Asociets, Metropolita chember building 2nd floor , 122,124 motijheel connected from Motijheel pop
Note on G131: Islami Bank HOT DR 2nd Link Connected From Motijheel POP 24core (Brown Tube) Yellow
Note on T131: Islami Bank HOT DR 2nd Link Connected From Motijheel POP 24core (Brown Tube) Yellow
Note on AS131: Islami Bank HOT DR 2nd Link Connected From Motijheel POP 24core (Brown Tube) Yellow = 4 Orange
Note on EZ131: MidlandBank Chini Silpo Bhaban Connected from D=Bangla POP 24 Trans(OrangeTube)Orange +4Blue(1502--------ID#2232)
Note on T133: NRB Comercial Bank ltd.Primary link Connected from Motijheel POP
Note on G135: MidlandBank Chini Silpo Bhaban Connected from Motijheel POP 24
Note on G137: Agrani Bank - Motijheel I/A, Dhaka1000, Motijheel, Dhaka, connected Motijheel POP 24Core
Note on T137: Agrani Bank - Motijheel I/A, Dhaka1000, Motijheel, Dhaka, connected Motijheel POP 24Core
Note on AS137: Agrani Bank - Motijheel I/A, Dhaka1000, Motijheel, Dhaka, connected Motijheel POP 24Core (Brown Tube)Trans= 04 Blue (2450 -----------ID-506------Alamin Center 4Blue+4Blue(2428+2410)------ID#507-----------2380)Sumon
Note on CG155: IBBL 2nd link connected from Fourzess POP
Note on DO155: IBBL 2nd link connected from Fourzess POP
Note on DQ155: IBBL 2nd link connected from Fourzess POP
Note on HC160: South East Bank, 2nd Link Eunoos Center 4th Floor connected from Motijheel POP 4 Orange = 4 Orange
Note on HC164: EBL HO Jibon Bima Bhaban 10 Dilkusha, Dhaka connected from Motijheel POP 4Trans=4Trans
Note on G171: Agrani Bank HO 9D Dilkusha, Dhaka connected from Motijheel POP 24 core (Green Tube) Blue
Note on T171: Agrani Bank HO 9D Dilkusha, Dhaka connected from Motijheel POP 24 core (Green Tube) Blue
Note on AS171: Agrani Bank HO 9D Dilkusha, Dhaka connected from Motijheel POP 24 core (Green Tube) Blue
Note on FH171: Agrani Bank HO 9D Dilkusha, Dhaka connected from Motijheel POP 12Blue=6Blue(1827-ID#1274 Front of Agrani Bank TJB-1 (1917+1441) ----Jewel--- Front of Agrani Bank TJB-2 6Blue+4Green (1398+1234)----Jewel----2394)ID#506
Note on G173: Pubali Bank HO 26 Dilkusha, Dhaka connected from Motijheel POP 24 core (Green Tube) Orange
Note on T173: Pubali Bank HO 26 Dilkusha, Dhaka connected from Motijheel POP 24 core (Green Tube) Orange
Note on AS173: Pubali Bank HO 26 Dilkusha, Dhaka connected from Motijheel POP 24 core (Green Tube) Orange
Note on FH173: Pubali Bank HO 26 Dilkusha, Dhaka connected from Motijheel POP 12Orange=4Blue (1338----XX)
Note on AS175: Dhaka Bank-Local Office, Adamji Court Branch (Personal Banking Monitoring) Adomji Court 115/120 Motijheel C/A, Dhaka connected from Motijheel POP 24core (Green Tube) Green
Note on FJ175: Dhaka Bank-Local Office, Adamji Court Branch (Personal Banking Monitoring) Adomji Court 115/120 Motijheel C/A, Dhaka connected from Motijheel POP 12Green=12Green
Note on FS175: Dhaka Bank-Local Office, Adamji Court Branch (Personal Banking Monitoring) Adomji Court 115/120 Motijheel C/A, Dhaka connected from Motijheel POP 12Green=12Green
Note on FW175: Dhaka Bank-Local Office, Adamji Court Branch (Personal Banking Monitoring) Adomji Court 115/120 Motijheel C/A, Dhaka connected from Motijheel POP 12Green=12Green
Note on G177: Dhaka Bank Forign Exchange Branch, Biman Bhaban, (1st floor) 100 Motijheel C/A, Dhaka 1000 connected from Motijheel POP 24 core (Green Tube) Brown
Note on T177: Dhaka Bank Forign Exchange Branch, Biman Bhaban, (1st floor) 100 Motijheel C/A, Dhaka 1000 connected from Motijheel POP 24 core (Green Tube) Brown
Note on AS177: Dhaka Bank Forign Exchange Branch, Biman Bhaban, (1st floor) 100 Motijheel C/A, Dhaka 1000 connected from Motijheel POP 24 core (Green Tube) Brown
Note on FJ177: Dhaka Bank Forign Exchange Branch, Biman Bhaban, (1st floor) 100 Motijheel C/A, Dhaka 1000 connected from Motijheel POP 12Brown=12Brown
Note on FS177: Dhaka Bank Forign Exchange Branch, Biman Bhaban, (1st floor) 100 Motijheel C/A, Dhaka 1000 connected from Motijheel POP 12Brown=12Brown
Note on FW177: Dhaka Bank Forign Exchange Branch, Biman Bhaban, (1st floor) 100 Motijheel C/A, Dhaka 1000 connected from Motijheel POP 12Brown=12Brown
Note on GK177: Dhaka Bank Forign Exchange Branch, Biman Bhaban, (1st floor) 100 Motijheel C/A, Dhaka 1000 connected from Motijheel POP 12Brown+4Blue
Note on HK177: Dhaka Bank Forign Exchange Branch, Biman Bhaban, (1st floor) 100 Motijheel C/A, Dhaka 1000 connected from Motijheel POP 4Blue+6Blue
Note on HS177: Dhaka Bank Forign Exchange Branch, Biman Bhaban, (1st floor) 100 Motijheel C/A, Dhaka 1000 connected from Motijheel POP 12Brown=6Blue+6Blue-
Note on IA177: Dhaka Bank Forign Exchange Branch, Biman Bhaban, (1st floor) 100 Motijheel C/A, Dhaka 1000 connected from Motijheel POP 6Blue+6Blue ( 1259)amir---TJB behind Dhaka Bank, under of AC (1318+1323)---- 1339)
Note on G179: Asiatic Group - 4, Dilkusha C/A (3rd Floor), Motijheel, Dhaka conneced from motijheel POP 24 core (Green Tube) Slate
Note on T179: Asiatic Group - 4, Dilkusha C/A (3rd Floor), Motijheel, Dhaka conneced from motijheel POP 24 core (Green Tube) Slate
Note on AS179: Asiatic Group - 4, Dilkusha C/A (3rd Floor), Motijheel, Dhaka conneced from motijheel POP 24 core (Green Tube) Slate
Note on FJ179: Asiatic Group - 4, Dilkusha C/A (3rd Floor), Motijheel, Dhaka conneced from motijheel POP 12 Slate = 12 Orange
Note on FS179: Asiatic Group - 4, Dilkusha C/A (3rd Floor), Motijheel, Dhaka conneced from motijheel POP 12 Orange = 12 Slate
Note on FW179: Asiatic Group - 4, Dilkusha C/A (3rd Floor), Motijheel, Dhaka conneced from motijheel POP 12 Slate = 12 Slate
Note on GK179: Asiatic Group - 4, Dilkusha C/A (3rd Floor), Motijheel, Dhaka conneced from motijheel POP 12core Slate = 04Blue (2243-------ID-970-----2345)Raton
Note on HK179: Link Bangla Technology (BD) Site Location: Karim Chamber (6th Floor), 99, Motijheel C/A, Dhaka, Motijheel, Dhaka, Dhaka 4Orange+6Orange
Note on HS179: Link Bangla Technology (BD) Site Location: Karim Chamber (6th Floor), 99, Motijheel C/A, Dhaka, Motijheel, Dhaka, Dhaka 6Orange+6Orange
Note on IA179: Link Bangla Technology (BD) Site Location: Karim Chamber (6th Floor), 99, Motijheel C/A, Dhaka, Motijheel, Dhaka, Dhaka 6Orange+4Blue(370------ID#4565-----------------264)
Note on T181: Prime Bank Head Office, Admjee court Annex Building-2, 119/120 Motijheel C/A , Dhaka-1000 connected from Motijheel POP 24 core (Green Tube)White
Note on AS181: Prime Bank Head Office, Admjee court Annex Building-2, 119/120 Motijheel C/A , Dhaka-1000 connected from Motijheel POP 24 core (Green Tube)White
Note on FJ181: Prime Bank Head Office, Admjee court Annex Building-2, 119/120 Motijheel C/A , Dhaka-1000 connected from Motijheel POP 12White=12White
Note on FS181: Prime Bank Head Office, Admjee court Annex Building-2, 119/120 Motijheel C/A , Dhaka-1000 connected from Motijheel POP 12White=12White
Note on FW181: Prime Bank Head Office, Admjee court Annex Building-2, 119/120 Motijheel C/A , Dhaka-1000 connected from Motijheel POP 12White=12White
Note on GK181: Prime Bank Head Office, Admjee court Annex Building-2, 119/120 Motijheel C/A , Dhaka-1000 connected from Motijheel POP 12White=4Orange (897- -- Janata Bank 1 Dilkusha TJB Sumon (1009+62) Front of Adamji court TJB(4+1966) -----xxxx)
Note on G183: BIWTC 2nd floor 5 Dilkusha, Dhaka connected form Motijheel POP 24 core (Green Tube) Red
Note on T183: BIWTC 2nd floor 5 Dilkusha, Dhaka connected form Motijheel POP 24 core (Green Tube) Red
Note on AS183: BIWTC 2nd floor 5 Dilkusha, Dhaka connected form Motijheel POP 24 core (Green Tube) Red
Note on FJ183: BIWTC 2nd floor 5 Dilkusha, Dhaka connected form Motijheel POP 12Red=12Red
Note on FS183: BIWTC 2nd floor 5 Dilkusha, Dhaka connected form Motijheel POP 12Red=12Red
Note on FW183: BIWTC 2nd floor 5 Dilkusha, Dhaka connected form Motijheel POP 12Red=12Red
Note on GK183: BIWTC 2nd floor 5 Dilkusha, Dhaka connected form Motijheel POP 24 core (Green Tube) Red=4Blue (373------ID#2609-----Front of BIWTC4Blue+4Blue(442+889)-------ID-3130------Roof Top BIWTC TJB Ratan(830+5054)ID#709---------------------------------------------Behind BIWTC TJB Sumon (5129+529)----------550) ID#2609
Note on T185: Federal Insurance Co. Ltd. - Chamber Building (2nd Floor), 122-124, Motijheel C/A, Motijheel, Dhaka, connected form Motijheel POP 24 core (Green Tube) Black
Note on AS185: Federal Insurance Co. Ltd. - Chamber Building (2nd Floor), 122-124, Motijheel C/A, Motijheel, Dhaka, connected form Motijheel POP 24 core (Green Tube) Black
Note on FJ185: Federal Insurance Co. Ltd. - Chamber Building (2nd Floor), 122-124, Motijheel C/A, Motijheel, Dhaka, connected form Motijheel POP 12 Black = 12 Black
Note on FS185: Federal Insurance Co. Ltd. - Chamber Building (2nd Floor), 122-124, Motijheel C/A, Motijheel, Dhaka, connected form Motijheel POP 12 Black = 12 Black
Note on FW185: Federal Insurance Co. Ltd. - Chamber Building (2nd Floor), 122-124, Motijheel C/A, Motijheel, Dhaka, connected form Motijheel POP 12 Black = 12 Black
Note on GK185: Federal Insurance Co. Ltd. - Chamber Building (2nd Floor), 122-124, Motijheel C/A, Motijheel, Dhaka, connected form Motijheel POP 12 Black = 04Blue (1811-----ID - 1451---------2120)Jewel
Note on T187: EBL HO Jibon Bima Bhaban 10 Dilkusha, Dhaka connected from Motijheel POP 24 core (Green Tube)Yellow
Note on AS187: EBL HO Jibon Bima Bhaban 10 Dilkusha, Dhaka connected from Motijheel POP 24 core (Green Tube)Yellow
Note on FJ187: EBL HO Jibon Bima Bhaban 10 Dilkusha, Dhaka connected from Motijheel POP 12Yellow=12Yellow
Note on FS187: EBL HO Jibon Bima Bhaban 10 Dilkusha, Dhaka connected from Motijheel POP 12Yellow=12Yellow
Note on FW187: EBL HO Jibon Bima Bhaban 10 Dilkusha, Dhaka connected from Motijheel POP 12Yellow=12Yellow
Note on GK187: EBL HO Jibon Bima Bhaban 10 Dilkusha, Dhaka connected from Motijheel POP 12Yellow=4Trans
Note on T189: Motijheel POP to Mouchak POP via Janata Bank POC via Shanti Nagar Mor POC 24 core (Green Tube) Violet
Note on AS189: Motijheel POP to Mouchak POP via Janata Bank POC via Shanti Nagar Mor POC 24 core (Green Tube) Violet
Note on FJ189: Motijheel POP to Mouchak POP via Janata Bank POC via Shanti Nagar Mor POC 12Violet=12Violet
Note on FS189: Motijheel POP to Mouchak POP via Janata Bank POC via Shanti Nagar Mor POC 12Violet=12Violet
Note on FW189: Motijheel POP to Mouchak POP via Janata Bank POC via Shanti Nagar Mor POC 12Violet=12Violet
Note on GK189: Motijheel POP to Mouchak POP via Janata Bank POC via Shanti Nagar Mor POC 12Violet = 4 Blue
Note on G191: Link Bangla Technology (BD) Site Location: Karim Chamber (6th Floor), 99, Motijheel C/A, Dhaka, Motijheel, Dhaka, Dhaka
Note on T191: Link Bangla Technology (BD) Site Location: Karim Chamber (6th Floor), 99, Motijheel C/A, Dhaka, Motijheel, Dhaka, Dhaka
Note on AS191: Link Bangla Technology (BD) Site Location: Karim Chamber (6th Floor), 99, Motijheel C/A, Dhaka, Motijheel, Dhaka, Dhaka
Note on FJ191: Link Bangla Technology (BD) Site Location: Karim Chamber (6th Floor), 99, Motijheel C/A, Dhaka, Motijheel, Dhaka, Dhaka
Note on FS191: Link Bangla Technology (BD) Site Location: Karim Chamber (6th Floor), 99, Motijheel C/A, Dhaka, Motijheel, Dhaka, Dhaka
Note on FW191: Link Bangla Technology (BD) Site Location: Karim Chamber (6th Floor), 99, Motijheel C/A, Dhaka, Motijheel, Dhaka, Dhaka
Note on GK191: Link Bangla Technology (BD) Site Location: Karim Chamber (6th Floor), 99, Motijheel C/A, Dhaka, Motijheel, Dhaka, Dhaka 12Pink+6Orange
Note on GK193: 12Trans=4Green
Note on DN221: IBBL HO 1st Link 40 Dilkusha, Dhaka connected from Motijhell POP 12Blue=12Blue
Note on DV221: IBBL HO 1st Link 40 Dilkusha, Dhaka connected from Motijhell POP 12Blue=12Blue
Note on EB221: IBBL HO 1st Link 40 Dilkusha, Dhaka connected from Motijhell POP 12Blue=12Blue
Note on EL221: IBBL HO 1st Link 40 Dilkusha, Dhaka connected from Motijhell POP 12Blue=12Blue
Note on ES221: IBBL HO 1st Link 40 Dilkusha, Dhaka connected from Motijhell POP 12Blue=12Blue
Note on EX221: IBBL HO 1st Link 40 Dilkusha, Dhaka connected from Motijhell POP 6Blue=4Blue 1184 -- IBBL HO celing TJB 4Blue+4Orange (1126--1680)-- 1722)ID#6335
Note on BP223: Asiatic Group Ho 7th Floor, 43 Dilkusha conneced from motijheel POP 12Orange=12Green
Note on CL223: Asiatic Group Ho 7th Floor, 43 Dilkusha conneced from motijheel POP 12Orange=12Orange
Note on DC223: IBBL 28 Dilkusha to 40 Dilkusha P2P 12Orange=12Orange
Note on DN223: IBBL 28 Dilkusha to 40 Dilkusha P2P 12Orange=12Orange
Note on DV223: IBBL 28 Dilkusha to 40 Dilkusha P2P 12Orange=12Orange
Note on EB223: IBBL 28 Dilkusha to 40 Dilkusha P2P 12Orange=12Orange
Note on EL223: IBBL 28 Dilkusha to 40 Dilkusha P2P 12Orange=12Orange
Note on ES223: IBBL 28 Dilkusha to 40 Dilkusha P2P 12Orange=12Orange
Note on EX223: IBBL 28 Dilkusha to 40 Dilkusha P2P (6Orange=4Blue) (1289------(1231---1525) (Blue+Blue) IBBL Celing TJB )------1566)
Note on CM225: IBBL 28 Dilkusha to 40 Dilkusha P2P 12Orange=4Blue
Note on DC225: Asiatic Group Ho 7th Floor, 43 Dilkusha conneced from motijheel POP12Green=12Green
Note on DN225: Asiatic Group Ho 7th Floor, 43 Dilkusha conneced from motijheel POP12Green=4Blue (91 ---------- NCC Bank 43 Dilkusha/ Side of Hossain Chamber TJB (124+126)-------199) ID#1272 MC - 1550
Note on DV225: 12Blue=12Green
Note on EC225: IBBL HO to Otobi 1st Link 12Green=4Blue (1102---xx)
Note on BP227: Bangla Link Eunoos Tower 52-53 Dilkusha connected from Motijheel POP12Brown=12Brown
Note on CL227: Bangla Link Eunoos Tower 52-53 Dilkusha connected from Motijheel POP12Brown=12Brown
Note on DC227: Bangla Link Eunoos Tower 52-53 Dilkusha connected from Motijheel POP12Brown=12Brown
Note on DN227: Bangla Link Eunoos Tower 52-53 Dilkusha connected from Motijheel POP12Brown=12Brown
Note on DN233: A.Wahab Red+Red
Note on CQ258: IBBL 28 Dilkusha to 40 Dilkusha P2P
Note on EB258: 12core Blue + 04core Blue
Note on EB264: Bangla Link Eunoos Tower 52-53 Dilkusha connected from Motijheel POP12Brown=4Blue
Note on EB270: A.Wahab Motijheel Hotel Purbani Annex-2 4th Floor,1 Dilkusha C/A, Motijheel, Connected from motijheel POP 12 Red=4Orange
Note on EP295: Bangla Link Eunoos Tower 52-53 Dilkusha connected from Motijheel POP 4Blue+12BLue
Note on EV295: Bangla Link Eunoos Tower 52-53 Dilkusha connected from Motijheel POP 4Blue+12BLue
Note on FC295: Bangla Link Eunoos Tower 52-53 Dilkusha connected from Motijheel POP 12Blue
Note on EP297: A.Wahab Motijheel Hotel Purbani Annex-2 4th Floor,1 Dilkusha C/A, Motijheel, Connected from motijheel POP 4 orange+4Blue(758-------ID#2807-----561)MC-1550

## moti_peoples ok
Change the Cable 6 core 100M
[73 empty] | Near Nirala Bhaban POC | [6 empty] | Nirala POC /ONU Resturant | [15 empty] | Café Moulana Resturant |  |  |  | Front of IBBL ATM |  |  |  |  | Sena kollyan Gurd room | [9 empty] | Head Office Sena Kallyan Bhaban (4the Floor)
[80 empty] | TJb | [15 empty] | TJb |  |  |  |  | TJb |  |  |  | TJB | [9 empty] | Color
[78 empty] | ID#368 | 167 | [5 empty] | 5622 |  |  |  | ID#2808 | [5 empty] | 5573 | Sumon | 4813 | ID#405 | 4783 |  |  | 5636 | ID#1133 | 5605 | monir |  |  |  |  | 1594 |  |  |  | 1747
[76 empty] | Blue | DBBL People’s Insurance Build,to Head Office,Sena Kalyan Bhaban, (DATA) |  |  | Blue |  |  |  | Blue | [11 empty] | Blue |  |  |  | Blue | Blue |  |  |  | Blue |  |  |  | Blue | [5 empty] | Blue | P2P
[76 empty] | Orange | Al-Muslim, Sana kallyan Bhabon 19th floor |  |  | Orange |  |  |  | Orange | [11 empty] | Orange |  |  |  | Orange | Orange |  |  |  | Orange | Blue | 12341 |  | Orange | [5 empty] | Orange | NEW
[76 empty] | Green | DBBL People’s Insurance Build,to Head Office,Sena Kalyan Bhaban, (Internet) |  |  | Green |  |  |  | Green | [11 empty] | Green |  |  |  | Green | Green |  |  |  | Green |  |  |  | Green | [5 empty] | Green
[76 empty] | Brown |  |  |  | Brown |  | 2222 | Blue | Trans | [11 empty] | Trans |  |  |  | Trans | Brown |  |  |  | Brown |  |  |  | Trans | [5 empty] | Trans | P2P
[76 empty] | Slate |  |  |  | Slate | [20 empty] | Slate |  |  |  | Slate
[76 empty] | white |  |  |  | white | [20 empty] | Trans |  |  |  | Trans
[76 empty] | Red |  |  |  | Red
Sena kollyan Duct room 19th floor
[76 empty] | Black |  |  |  | Black
[114 empty] | 12474 | Monir
[76 empty] | Yellow |  |  |  | Yellow | [34 empty] | Blue
[76 empty] | Violet |  |  |  | Violet | [34 empty] | Orange
[76 empty] | Pink |  |  |  | Pink | [34 empty] | Green
[76 empty] | Trans |  |  |  | Trans | [34 empty] | Brown
[82 empty] | ID#3072 | [32 empty] | Slate
Trans
NCC Bank Bhaban
[146 empty] | 1605 | ID - 2111 | Cable Goes to Fourzees POP
[141 empty] | 4869 |  | Black | White | Green
[141 empty] | 4869 |  | Yellow |  | Blue
[141 empty] | 8203 |  | Red |  | Orange
[141 empty] | 4869 |  | Trans |  | Trans
[141 empty] | 155 |  | Green | Blue | Green
Blue
[141 empty] | 4869 |  | Green |  | Orange
Trans
[144 empty] | Orange | Green
Blue
Orange
Trans
[141 empty] | 4869 |  | Pink | Green | Green
[141 empty] | 4869 |  | Orange |  | Blue
[141 empty] | 4869 |  | Slate |  | Orange
[141 empty] | 4869 |  | Violet |  | Trans
[144 empty] | Brown | Green
Blue
[116 empty] | 2174 | [28 empty] | Orange
Opp.Watar Pump 10. Toyenobe road
Trans
2421
[142 empty] | 4869 | White | Slate | Green
Blue
Orange
Trans
ID#2807
Violet
[135 empty] | Slate | Orange | Trans | Blue | Yellow | Pink
2376
Opp.Karim and sons
2143
ID#3072
[124 empty] | Violet | Slate | Orange | Yellow | Trans | Pink | Blue
2066
Blue
| BijoyNagar Hotel | [7 empty] | Front of Scout Bhaban |  |  |  |  | Opp Scaut Motors Parts Market |  |  |  |  | Ananda Bhaban Communi Center VIP Road |  |  |  | 50/D Car Show Room / Adamji Nabab Esha Kha Hall |  |  |  | VIP Tower House#50/1 , AIBL VIP Rd |  |  |  | Gazi Bhaban Shopping Center |  |  |  |  | Rsrm 50/E Noya Paltan Front of RSRM |  |  |  | Victory Hotel Noya Paltan |  |  |  | City Heart 67 No |  |  |  | Mitali Hotel 7 Fakirapool |  |  |  | Hotel Aslam 281 Fakirapool | [6 empty] | Hazi Sabed Ali Lane ; Jamider Bari |  |  |  | 9/2 Nidos Corner Arambagh |  |  | 9/2 Nidos Corner Arambagh |  |  |  | Arambag Girls School & College |  |  | After 02No. Gate Boundary Wall | [6 empty] | Before 02No. Gate |  |  |  |  | Side of Natardem college Gate-1 | [5 empty] | Opp. Eden Jame Mosjid | [6 empty] | Front of Sara tower | [7 empty] | 47M |  |  |  | Side of Sara Tower / Korim & Sons Petrol Pump |  |  |  | 48/1, Sahajalal Resturent/ Sorif hotel /NCC Bank ATM | [6 empty] | NEAR NCC BANK / OPP RUPALI BANK | [11 empty] | POP to Here 549M
[9 empty] | TJB |  |  |  |  | TJB |  |  |  |  | TJB-2 |  |  |  | TJB |  |  |  | TJB | [8 empty] | Sumon |  |  |  | Sumon |  |  |  | Sumon |  |  |  | Sumon |  |  |  | Sumon | [7 empty] | TJB |  |  | TJB-2 |  |  | TJB-1 |  |  |  | TJB |  |  |  | TJB | [5 empty] | TJB | [10 empty] | TJB | [6 empty] | TJB | [11 empty] | TJB |  |  |  | TJB | [6 empty] | TJB
2832 |  |  |  | 425 |  |  | ID#169 | 472 | Sumon |  | 1376 | ID#2613 | 1599 | Sumon |  | 171 | ID#612 | 108 | Sumon | 1283 | ID#0026 | 1228 | Sumon | 1265 | ID#5260 | 1302 | Raton | 725 | ID#169 | 900 | Jewel |  | Cable Comes from Meherba POP (LIU 1 - 24) | ID#2074 | 5488 |  | 5445 | ID#2074 | 5596 |  | 3401 | ID#672 | 3146 |  | 3144 | ID#672 | 2890 |  | 4210 | ID#907B | 4094 |  | 4091 |  | 2887 | ID#907B | 3941 |  |  | Raton | 7008 | 6685 | Sumon | 532 | ID#2130 | Sumon | 6676 | ID-6464 | 6625 | Alim | 709 | ID#834 | 795 | Shamim | 719 |  | ID - 2070 |  | 671 | Shamim | 5600 |  | ID#701 | 5789 | Amir |  | 1251 | ID - 673 04F |  | 1299 | Raton |  | 3407 | ID - 2130 |  |  | 3457 | [7 empty] | 1707 |  |  | ID#294 | 1665 | Nurul | 99 | ID#0026 | 5 | Amir |  |  |  | 291 | ID#8628 | 389 | [12 empty] | 4869
| White | Green | Blue | [5 empty] | Blue | Blue |  |  |  | Blue | Blue |  |  |  | Blue |  |  |  | Blue |  |  |  | Blue |  |  |  | Blue | Blue |  |  |  | Blue | RSRM | [6 empty] | Blue | [13 empty] | Blue |  | Blue |  |  | Blue |  |  | Blue |  |  |  | Blue |  |  | Black | Blue | [5 empty] | Blue |  |  |  |  | Blue | Blue |  |  |  |  | Blue | Blue | [5 empty] | Blue | [5 empty] | Blue | [5 empty] | Blue | [6 empty] | Blue |  |  |  | Blue | [10 empty] | Blue | [46 empty] | Blue
|  | Blue | Orange | [5 empty] | Orange | Orange |  |  |  | Orange | Orange |  |  |  | Orange |  |  |  | Orange |  |  |  | Orange |  |  |  | Orange | Orange |  |  | Blue | Orange | [6 empty] | Fedral | Orange | [15 empty] | Orange |  |  | Orange |  |  | Orange |  |  |  | Orange |  |  |  | Orange | [5 empty] | Orange |  |  |  |  | Orange | Orange |  |  |  |  | Orange | Orange | [5 empty] | Orange | [5 empty] | Orange | [5 empty] | Orange | [6 empty] | Orange |  |  |  | Orange | [10 empty] | Orange | [47 empty] | Orange
|  | Orange | Green | [5 empty] | Green | Green |  |  |  | Green | Green |  |  |  | Green |  |  |  | Green |  |  |  | Green |  |  |  | Green | Green |  |  |  | Green |  |  |  | Green |  |  | Sabre Travel | Green | [15 empty] | Green |  |  | Green |  |  | Green |  |  |  | Green |  |  |  | Green | [5 empty] | Green |  |  |  |  | Green | Green |  |  |  |  | Green | Green | [5 empty] | Green |  |  |  |  | 1766 | Green | [5 empty] | Green | [6 empty] | Green |  |  |  | Green | [10 empty] | Green | [48 empty] | Green
|  | Trans | Brown | [5 empty] | Brown | Trans |  |  |  | Trans | Brown |  |  |  | Brown |  |  |  | Brown |  |  |  | Brown |  |  |  | Brown | Brown |  |  |  | Trans |  |  |  | Trans |  |  |  | Trans | [15 empty] | Brown |  |  | Brown |  |  | Brown |  |  |  | Brown |  |  |  | Brown | [5 empty] | Trans |  |  |  |  | Trans | Trans |  |  |  |  | Trans | Brown | [5 empty] | Brown | [5 empty] | Brown | [5 empty] | Brown | [6 empty] | Brown |  |  |  | Brown | Blue | 8203 | [8 empty] | Brown | MSN | [48 empty] | Brown
| Blue | Green | Slate | [5 empty] | Slate | [5 empty] | Slate |  |  |  | Slate |  |  |  | Slate |  |  | 760m | Slate |  |  | 941m | Slate | Slate | [27 empty] | Slate |  |  | Slate |  |  | Slate |  |  |  | Slate |  |  |  | Slate | [17 empty] | Slate | [5 empty] | Slate | [5 empty] | Slate | [5 empty] | Slate | [6 empty] | Slate |  |  |  | Slate | [10 empty] | Slate | [50 empty] | Slate
|  | Blue | White | [5 empty] | White | [5 empty] | White |  |  |  | White |  |  |  | White |  |  |  | White |  |  |  | White | White | [27 empty] | White |  |  | White |  |  | White |  |  |  | White |  |  |  | White | [17 empty] | White | [5 empty] | White | [5 empty] | White | [5 empty] | White | [6 empty] | White |  |  |  | White | [10 empty] | White | [51 empty] | White
|  | Orange | Red | [5 empty] | Red | [5 empty] | Red |  |  |  | Red |  |  |  | Red |  |  |  | Red |  |  |  | Red | Red | [24 empty] | 3875 | Orange |  | Red |  |  | Red |  |  | Red |  |  |  | Red |  |  |  | Red | [17 empty] | Red | [5 empty] | Red | [5 empty] | Red | [5 empty] | Red | [6 empty] | Red |  |  |  | Red | [10 empty] | Red | [52 empty] | Red
|  | Trans | Black | [5 empty] | Black | [5 empty] | Black |  |  |  | Black |  |  |  | Black |  |  |  | Black |  |  |  | Black | Black | [24 empty] | 3875 | Blue |  | Black | RSRM 291 Fakirapool |  | Black |  |  | Black |  |  |  | Black | [21 empty] | Black | [5 empty] | Black | [5 empty] | Black | [5 empty] | Black | [6 empty] | Black |  |  |  | Black | [10 empty] | Black | [53 empty] | Black
| Orange | Green | Yellow | [5 empty] | Yellow | [5 empty] | Yellow |  |  |  | Yellow |  |  |  | Yellow |  |  |  | Yellow |  |  |  | Yellow | Yellow | [27 empty] | Yellow |  |  | Yellow |  |  | Yellow |  |  |  | Yellow |  |  |  | Yellow | [17 empty] | Yellow | [5 empty] | Yellow | [5 empty] | Yellow | [5 empty] | Yellow | [6 empty] | Yellow |  |  |  | Yellow | [10 empty] | Yellow | [54 empty] | Yellow
|  | Blue | Violet | [5 empty] | Violet | [5 empty] | Violet |  |  |  | Violet |  |  |  | Violet |  |  |  | Violet |  |  |  | Violet | Violet | [27 empty] | Violet |  |  | Violet |  |  | Violet |  |  |  | Violet |  |  |  | Violet | [17 empty] | Violet | [5 empty] | Violet | [5 empty] | Violet | [5 empty] | Violet | [6 empty] | Violet |  |  |  | Violet | [10 empty] | Violet | [55 empty] | Violet
|  | Orange | Pink | [5 empty] | Pink | [5 empty] | Pink |  |  |  | Pink |  |  |  | Pink |  |  |  | Pink |  |  |  | Pink | Pink | [27 empty] | Pink |  |  | Pink |  |  | Pink |  |  |  | Pink |  |  |  | Pink | [17 empty] | Pink | [5 empty] | Pink | [5 empty] | Pink | [5 empty] | Pink | [6 empty] | Pink |  |  |  | Pink | [9 empty] | Pink | Pink | [56 empty] | Pink
|  | Trans | Transparent | [5 empty] | Transparent | [5 empty] | Transparent |  |  |  | Trans |  |  |  | Trans |  |  |  | Trans |  |  |  | Trans | Transparent | [27 empty] | Transparent |  |  | Trans |  |  | Trans |  |  |  | Transparent |  |  |  | Transparent | [17 empty] | Transparent | [5 empty] | Transparent | [5 empty] | Transparent | [5 empty] | Transparent | [6 empty] | Transparent |  |  |  | Transparent | [9 empty] | Trans | Transparent | [57 empty] | Trans
[5 empty] | 420 | Cable goes to Shantinagar
| Green | Green | Blue | Blue | [119 empty] | 8203 | 8203 | 8203 | 8203 | 8203 | 8203 | 8203
[124 empty] | Blue | Orange | Green | Brown | Slate | white | Red
|  | Blue | Orange | Orange | [97 empty] | ID - 1682
117M
|  | Orange | Green | Green
[74 empty] | Dhaka Bank Sara Tower | [5 empty] | Shelter, H#11/1, Motijheel
|  | Trans | Brown | Brown | [75 empty] | TJB Sumon | [21 empty] | 1839
[54 empty] | ID#631 |  | ID#631 | [17 empty] | Red | 518 | Pls check last mile reading |  |  | 401 | Red | 1930 | [20 empty] | Sonali Bank Raton | [26 empty] | ID#4553 | [49 empty] | ID#535 | ID#535 | ID#535 | ID#535 | ID#535 | ID#535 | ID#535 | ID#535 | ID#535 | ID#535 | ID#535 | ID#535
| Brown | Green | Slate | Slate | [97 empty] | 2990
[74 empty] | Black | [5 empty] | Black
|  | Blue | White | White | [97 empty] | ID - 34
[74 empty] | Yellow | [5 empty] | Yellow
|  | Orange | Red | Red
[74 empty] | White | [5 empty] | White
|  | Trans | Black | Black | [49 empty] | Orange |  | Blue
[54 empty] | 4074 |  | 4074
| Slate | Green | Yellow | Yellow | [49 empty] | RSRM 291 Fakirapool, (Jamider Bari) Apartment # B-9 (10th floor), Inner Circular Road, Arambag, Motijheel, Dhaka-1000.
|  | Blue | Violet | Violet
|  | Orange | Pink | Pink
|  | Trans | Transparent | Transparent
Cable goes to Dist-1 Backbone
2892
Shomoy Paribahan/Jugantor GATe
[150 empty] | NCC Bank/UCB Bank goli POC | NTTN=438M | Pubali POC 12 Core Cable | [6 empty] | Pubali POC 12 Core POC TJB
[153 empty] | 3975 |  | ID-A-8070 |  |  | 4025 | [12 empty] | 3485
[150 empty] | Blue |  | Slate | IBBL 2nd link F@H | [5 empty] | Slate | [9 empty] | Slate | Blue | 357 |  | ID#2229
[150 empty] | Orange |  | Orange | Montjheel POP connected with Meherba POP via DBBL POC | [5 empty] | Orange | Yellow
[149 empty] | Free | Green |  |  | Serial-676, ID-4553 |  |  |  |  | 7500 |  |  |  |  | 3485 | [7 empty] | 3485
[152 empty] | Blue | [6 empty] | Blue
Brown
[152 empty] | Orange |  | NCC Bank HO to Card Center clear Channel (Peaples Ins Bhabaho to Sara Tower) |  |  |  |  | Orange | [10 empty] | Orange
[149 empty] | Free | Slate
[152 empty] | Green | DBBL Sena Kallyan Bhaban 4th Floor |  |  | SCBL Kakrail to Peoples ins. Cancel | SCBL Kakrail to Peoples ins. Cancel |  | Green | [10 empty] | Green
[149 empty] | Free | white
[152 empty] | Brown | DBBL 19th Fl. People’s Insurance to Head Office Sena Kalyan Bhaban, (DATA) | [5 empty] | Brown | [10 empty] | Brown
Red
[152 empty] | Slate | [6 empty] | Slate | [10 empty] | Slate
Black
[152 empty] | white | Prudential Capital Ltd, 28 Dilkusha, Motijheel to DSE Annex Building | [5 empty] | white | [10 empty] | White
Yellow
[152 empty] | Red | DBBL 19th Fl. People’s Insurance to Head Office Sena Kalyan Bhaban, (Internet) | [5 empty] | Red | [10 empty] | Red
Violet
[152 empty] | Black | [6 empty] | Black | [10 empty] | Black
Pink
[152 empty] | Yellow | [6 empty] | Yellow | [10 empty] | Yellow
Trans
[152 empty] | Violet | [6 empty] | Violet | [10 empty] | Violet
[152 empty] | Pink | [6 empty] | Pink | [10 empty] | Pink
[178 empty] | ID#1435 | [12 empty] | ID#1435 | ID#1435 |  | ID#1435
[152 empty] | Trans | [6 empty] | Trans | [10 empty] | Trans
Al Arafat Bank, HO for Gazi connected from Motijheel POP 24 core (Orange Tube)Orange =24 core Green (White Tube)
ok final
[159 empty] | Motijheel POP | [13 empty] | Pubali Bank/ Back Side BCIC /AB Bank TJB | [32 empty] | Beside of Peoples Bamboo | [16 empty] | Side of Bamboo TJB | [5 empty] | Sonali Bank HO, Rooftop TJb
[157 empty] | Switch & Port No. | MC & FMC Infromation | Colour |  | Tube
[154 empty] | Motijheel Done-8-9-2015 | [6 empty] | LIU Port No. 4 | 1027 |  |  | ID#2109 | [6 empty] | 1298 | Tube | 24 core |  |  | Jewel | [21 empty] | Tube | 24 core | 517 | ID#2110 |  |  | 788 | Tube | 24 core | [17 empty] | 238 | ID-B224 |  | 183
[159 empty] | Green | 1 | White | [5 empty] | Al Arafat Bank, Intranet 2nd connection | [5 empty] | White | Green | [22 empty] | 4600 | Yellow | White | Green | [5 empty] | White | Green | Brown | [5 empty] | Blue | 3722 | [6 empty] | 3660 | Blue | Blue |  |  |  |  | Blue
[159 empty] | Blue | 2 | [13 empty] | Blue | [25 empty] | Blue | [6 empty] | Blue | Blue |  |  |  | 3664 | Blue | Orange | 3722 | [6 empty] | 3660 | Orange | Orange |  |  |  |  | Orange
[159 empty] | Orange | 3 | [6 empty] | Basic Bank Ltd. HO Internet | [6 empty] | Orange | [25 empty] | Orange | [6 empty] | Orange | [6 empty] | Green | 3722 | [7 empty] | Green | Green |  |  |  |  | Green
[159 empty] | Trans | 4 | [6 empty] | IDLC Finience Ltd. | [6 empty] | Trans | [25 empty] | Trans | [6 empty] | Trans | Orange | 4175 |  |  |  |  | Trans | 3722 | [7 empty] | Trans | Brown |  |  |  |  | Brown
[159 empty] | Green | 5 | Blue |  |  |  |  | Al Arafat Bank, Intranet 2nd connection | Sonali Bank H\O (Swift) | [5 empty] | Blue | Green | Problem | [23 empty] | Blue | Green | [5 empty] | Blue | Green | [6 empty] | Blue | 3693 |  | ID#1334 | [6 empty] | Slate |  |  |  |  | Slate
[157 empty] | 10.10.32.117=21 | 1310 | Blue | 6 |  | Sonali Bank Local Office 1st floor | [11 empty] | Blue | [25 empty] | Blue |  |  |  |  | Sonali Bank |  | Blue | [16 empty] | White |  |  |  |  | White
[157 empty] | 10.10.32.116=17 | 1310 | Orange | 7 |  | Secura Bangladesh Ltd. | [11 empty] | Orange | [25 empty] | Orange | [6 empty] | Orange | [6 empty] | Orange | 3693 | [8 empty] | Red |  |  |  |  | Red
[160 empty] | 8 | [5 empty] | Al Arafat Bank HO (Internet ) | [7 empty] | Trans | [25 empty] | Trans | [6 empty] | Trans | [16 empty] | Black |  |  |  |  | Black
[160 empty] | 9 | Orange |  |  |  |  | Shanta Secutires Ltd. Peoples Insurance Bhaban | [6 empty] | Orange | Green | [23 empty] | Green | Orange | Green | [5 empty] | Orange | Green | Orange |  |  | 3664 | [12 empty] | Yellow |  |  |  |  | Yellow
[160 empty] | 10 | [5 empty] | Basic Bank Ltd. HO Intranet Peoples ins building | [7 empty] | Blue | [25 empty] | Blue | [6 empty] | Blue | Green | [5 empty] | Green | 457 |  | ID#111 | [6 empty] | Violet |  |  |  |  | Violet
[157 empty] | Patch LIU-1 Port-19 |  | Orange | 11 |  | Protham alo |  |  |  | Al Arafat Bank, HO for Gazi connection Peoples Ins. Building 9th floor | [5 empty] | Prothom Alo |  | Orange | [25 empty] | Orange | [6 empty] | Orange | Green | [5 empty] | Brown | 457 | [8 empty] | Pink |  |  |  |  | Pink
[159 empty] | Trans | 12 |  | OLT | [11 empty] | Trans | [25 empty] | Trans |  |  |  | This core from Motijheel OLT |  |  | Trans | [16 empty] | Transparent |  |  |  |  | Transparent
[157 empty] | 10.10.32.11 |  | Green | 13 | Green |  |  | Montjheel POP connected with Meherba POP via DBBL Palton POC | [8 empty] | Green | Green | Blue | 3375 | [22 empty] | Green | Green | [5 empty] | Green | Green | [6 empty] | Blue | xx |  | ID#559
[156 empty] | Liu-3 =24 |  | new | Blue | 14 | [7 empty] | DBBL Sena Kallyan Bhaban 4th Floor | [5 empty] | Blue | [20 empty] | 3375 |  |  |  |  | Blue | [6 empty] | Blue
[159 empty] | Orange | 15 |  |  |  | Brac Bank, Sales center 167/12 Motijheel road | [9 empty] | Orange | Green | 4600 | [18 empty] | 3375 |  |  | Red |  | Orange | [6 empty] | Orange | Trans | [5 empty] | Trans | 546 |  | ID#660
[157 empty] | BB=20 | MC-1310 | Trans | 16 |  | MSN | [11 empty] | Trans | Brown | 4600 | [18 empty] | 3375 |  |  | White |  | Trans | [6 empty] | Trans | Blue | [5 empty] | Blue | 546
[159 empty] | Green | 17 | Brown |  |  | Basic Bank Ltd. HO Internet | [8 empty] | Brown | Green | Orange | 517 | [22 empty] | Brown | Green | [5 empty] | Brown | Green | [6 empty] | Blue | xx |  | ID#5866
[159 empty] | Blue | 18 |  | Fourzees To Motijheel | [11 empty] | Blue | White | 4600 | [23 empty] | Blue | [6 empty] | Blue
[158 empty] | new | Orange | 19 |  |  |  | DBBL Sena Kallyan Bhaban 4th Floor | [9 empty] | Orange | Red | 4600 | [23 empty] | Orange | [6 empty] | Orange
[159 empty] | Trans | 20 |  |  |  | RSRM 291 Fakirapool, | [9 empty] | Trans | Black | 4600 | [23 empty] | Trans | [6 empty] | Trans
[159 empty] | Green | 21 | Slate | Meherba To Motijheel-NTTN Link | [10 empty] | Slate | Green | Yellow | 3375 | [22 empty] | Slate | Green | [5 empty] | Slate | Green | [19 empty] | ID-6608
[159 empty] | Blue | 22 | [13 empty] | Blue | [25 empty] | Blue | [6 empty] | Blue
[227 empty] | Date |  | Internet
[159 empty] | Orange | 23 | [13 empty] | Orange | [25 empty] | Orange | [6 empty] | Orange
583
[159 empty] | Trans | 24 |  |  |  | Motijheel POP Connected From Fourzees POP | [9 empty] | Trans | Trans | 4600 | [23 empty] | Trans | [6 empty] | Trans | [19 empty] | Peoples ins underground TJB (Moti to Dhaka stock exchange backbone) same TJB
161
Splitter 2:16
ID-469
[213 empty] | Blue | Blue |  | 457 |  | ID#111
AB Bank
[213 empty] | Orange | Orange |  | xx | ID#5866 | [9 empty] | 311
[198 empty] | Tube 24 Core |  |  | 276 | ID#2109 | Cables Goes to moti-dist1 BB color Code | [23 empty] | Data Center People Insturance Bhaban (19the Floor)
[198 empty] | Green | White | [13 empty] | Green | Blue
Trans
[198 empty] | Blue | [14 empty] | Brown | Orange
[220 empty] | 55 | 55
[198 empty] | Orange | [14 empty] | Slate | Green | [5 empty] | Side of peoples insurance Bhaban
[220 empty] | 666 | 666
[198 empty] | Trans | [14 empty] | White | Blue
[198 empty] | Green | Blue | [13 empty] | Red | Orange
[198 empty] | Blue | [14 empty] | Black | Trans
[198 empty] | Orange | [14 empty] | Blue
714
[198 empty] | Trans | [14 empty] | Orange | [6 empty] | Behind of Sonali Bank TJB
Blue
[198 empty] | Green | Orange | [13 empty] | Green | [6 empty] | Orange | Blue
Trans
[198 empty] | Blue | [14 empty] | Brown
[198 empty] | Orange | [14 empty] | Slate
[193 empty] | ID#535 |  |  | 4600 | Pink | Trans | [14 empty] | White
Red
Black
[198 empty] | Green | Green
Blue
Orange
Trans
[198 empty] | Green | Brown
Blue
Orange
Trans
[193 empty] | ID#535 |  |  | 4600 | Blue | Green | Slate
[193 empty] | ID#535 |  |  | 4600 | Orange | Blue
[193 empty] | ID#535 |  |  | 4600 | Slate | Orange
[193 empty] | ID#535 |  |  | 4600 | Black | Trans
Note on GK150: Author:
Note on GP150: DBBL 19th Fl. People’s Insurance to Head Office Sena Kalyan Bhaban, (DATA) connectivity via Pubali poc 12(Tuble-Blue)Blue=6Blue
Note on GU150: DBBL 19th Fl. People’s Insurance to Head Office Sena Kalyan Bhaban, (DATA) connectivity via Pubali poc 12(Tuble-Blue)Blue=6Blue
Note on HU150: DBBL 19th Fl. People’s Insurance to Head Office Sena Kalyan Bhaban, (DATA) connectivity via Pubali poc 12(Tuble-Blue)Blue=6Blue
Note on IA150: DBBL 19th Fl. People’s Insurance to Head Office Sena Kalyan Bhaban, (DATA) connectivity via Pubali poc 12(Tuble-Blue)Blue=6Blue
Note on IE150: DBBL 19th Fl. People’s Insurance to Head Office Sena Kalyan Bhaban, (DATA) connectivity via Pubali poc 4Blue=4Blue
Note on IS150: DBBL 19th Fl. People’s Insurance to Head Office Sena Kalyan Bhaban, (DATA) connectivity via Pubali poc 4Blue
Note on GK152: Al-Muslim,
Note on GP152: Crown Cement , Sana kallyan Bhabon 19th floor connected from Motijheel POP via pubali poc 12(Tuble-Blue)Orange=6Orange
Note on GU152: Crown Cement , Sana kallyan Bhabon 19th floor connected from Motijheel POP via pubali poc 12(Tuble-Blue)Orange=4Orange
Note on HU152: Crown Cement , Sana kallyan Bhabon 19th floor connected from Motijheel POP via pubali poc 12(Tuble-Blue)Orange=6Orange
Note on IA152: Crown Cement , Sana kallyan Bhabon 19th floor connected from Motijheel POP via pubali poc 12(Tuble-Blue)Orange=6Orange
Note on IE152: Al-Muslim,, Sana kallyan Bhabon 19th floor connected from Motijheel POP via pubali poc 4Orange=6Blue
Note on IS152: Author:
Note on GK154: Author:
Note on GP154: DBBL 19th Fl. People’s Insurance to Head Office Sena Kalyan Bhaban, (Internet) connectivity via Pubali poc 12(Tuble-Blue)Green=6Green
Note on GU154: DBBL 19th Fl. People’s Insurance to Head Office Sena Kalyan Bhaban, (Internet) connectivity via Pubali poc 12(Tuble-Blue)Green=6Green
Note on HU154: DBBL 19th Fl. People’s Insurance to Head Office Sena Kalyan Bhaban, (Internet) connectivity via Pubali poc 12(Tuble-Blue)Green=6Green
Note on IA154: DBBL 19th Fl. People’s Insurance to Head Office Sena Kalyan Bhaban, (Internet) connectivity via Pubali poc 12(Tuble-Blue)Green=6Green
Note on IE154: DBBL 19th Fl. People’s Insurance to Head Office Sena Kalyan Bhaban, (Internet) connectivity via Pubali poc 6Green=4Trans
Note on GU156: Author:
Note on HU156: Author:
Note on IA156: 4Trans=6Brown
Note on IE156: 6Brown=4Orange
Note on IS156: DBBL 19th Fl. People’s Insurance to Head Office Sena Kalyan Bhaban, (Internet) connectivity via Pubali poc 4Trans
Note on IS166: Al-Muslim, Sana kallyan Bhabon 18th floor connected from Motijheel POP 6Blue=6Blue(806-xx)60m
Note on LQ233: EBL P2P
Note on LQ235: Al-Arafa-Islami bank Ltd Installation Location: DC connectivity (Redundant). Peoples Insurance Bhavan, 36, Dilkusha C/A (9th floor), Dhaka-1000. connected from Meherba POP 12Yellow=12Yellow
Note on LQ237: Islami Bank - H/O 2nd Link Connected Trom Fourzees POP 24core (White Tube) Orange=12 Red
Note on LQ241: Brac Bank, Sales center 167/12 Motijheel road,connected from D-Bangla pop 12Green=24 Green (Blue Tube)
Note on LO245: Mercantile Bank H/O Office 2nd link conncected from fourzees POP
Note on LQ245: Mercantile Bank H/O Office 2nd link conncected from fourzees POP
Note on LQ247: RSRM 291 Fakirapool, (Jamider Bari) Apartment # B-9 (10th floor), Inner Circular Road, Arambag, Motijheel, Dhaka-1000., connected from D-Bangal POP 12 Black+24 Trans(Blue Tube)
Note on LQ249: Atlanta Group Redcrecent Tower 61Motijheel connected from Dainik Bangla POP Green(Orange Tube)=4Blue(2397---------Id=6434-------House-61 Behind TJ 4Color+Color(2355+2431)ID#6057------------2501)Inside MC-1550
Note on LQ253: Azalia Arambagh connected from Fourzees POP 12Orange+24 Orange(Orange Tube)
Note on LQ255: NCCB Securities NCC Bhaban
Note on LQ257: Midland Bank Connected from D-Bangla POP.24Green (Green Tube)+12 Pink
Note on D313: Dhaka Bnnk Sara tower 2nd link connected from Meherba POP 24core (White Tube) Green=12Yellow
Note on DF313: Inside Rsrm 50/D Noya Paltan DMP -RSRM Fakirapool P2P link4Blue+Blue(5444--------------ID#2074--------5402
Note on DP313: RSRM Fakirapool P2P link4Blue+Blue
Note on DW313: RSRM Fakirapool P2P link4Blue+Blue
Note on EF313: RSRM Fakirapool P2P link4Blue+Blue
Note on EN313: RSRM Fakirapool P2P link4Blue+Blue
Note on FP313: Azalia Arambagh connected from Fourzees POP 12Orange+4Blue(3474----------------------------------3724)ID#3101
Note on GC313: Azalia Arambagh connected from Fourzees POP 12Blue+12Orange
Note on GI313: RSRM 291 Fakirapool, (Jamider Bari) Apartment # B-9 (10th floor), Inner Circular Road, Arambag, Motijheel, Dhaka-1000., connected from Motijheel POP 12Black=4Blue
Note on GX313: RSRM 291 Fakirapool, (Jamider Bari) Apartment # B-9 (10th floor), Inner Circular Road, Arambag, Motijheel, Dhaka-1000., connected from Motijheel POP 4 Blue=4 Blue
Note on KV313: Islami Bank - H/O 2nd Link Connected Trom Fourzees POP 24core (White Tube) Orange=12 Blue
Note on D315: Uniqlo Social Business Bangladesh Ltd. Shop No:40/D,VIP road, New Polton, Motijheel, Dhaka, Connected from Meherba POP 24 core (White Tube)Blue=12Green
Note on BW315: Al Arafah Islami Bank, Vip road , Santinagar Connected form Kwbazar Base 12Orange=4Blue(2124-1962)
Note on CB315: Al Arafah Islami Bank, Vip road , Santinagar Connected form Kwbazar Base 12Orange=4Blue(2124-1962)
Note on CF315: Al Arafah Islami Bank, Vip road , Santinagar Connected form Kwbazar Base 12Orange=12Orange
Note on CK315: Al Arafah Islami Bank, Vip road , Santinagar Connected form Kwbazar Base 12Orange=12Orange
Note on CO315: Al Arafah Islami Bank, Vip road , Santinagar Connected form Kwbazar Base 12Orange=12Orange
Note on DW315: Fedaral Insurance Naya Paltan4Orange+4Blue(1100----------880)ID#1550
Note on GI315: Azalia Arambagh connected from Fourzees POP 12Blue+12Orange
Note on GV315: Azalia Arambagh connected from Fourzees POP 12Orange+12Orange
Note on GX315: Azalia Arambagh connected from Fourzees POP 12Orange+12Orange
Note on HL315: Azalia Arambagh connected from Fourzees POP 12Orange+12Orange
Note on HP315: Azalia Arambagh connected from Fourzees POP 12Orange+12Orange
Note on HW315: Azalia Arambagh connected from Fourzees POP 12Orange+12Orange
Note on ID315: Azalia Arambagh connected from Fourzees POP 12Orange+12Orange
Note on IM315: Azalia Arambagh connected from Fourzees POP 12Orange+12Orange
Note on IU315: Azalia Arambagh connected from Fourzees POP 12Orange+12Orange
Note on JR315: Azalia Arambagh connected from Fourzees POP 12Orange+Orange
Note on KV315: Agrani Bank 2nd link connected from Fourzees POP.
Note on D317: Al-Arafa-Islami bank Ltd Installation Location: DC connectivity (Redundant). Peoples Insurance Bhavan, 36, Dilkusha C/A (9th floor), Dhaka-1000. connected from Meherba POP 24 core (White Tube) Orange=12Brown
Note on O317: Uniqlo Social Business Bangladesh Ltd. Shop No:40/D,VIP road, New Polton, Motijheel, Dhaka, Connected from Meherba POP 24core (White Tube) Blue=12Green
Note on AO317: Uniqlo Social Business Bangladesh Ltd. Shop No:40/D,VIP road, New Polton, Motijheel, Dhaka, Connected from Meherba POP 24core (White Tube) Blue=12Green
Note on BN317: Uniqlo Social Business Bangladesh Ltd. Shop No:40/D,VIP road, New Polton, Motijheel, Dhaka, Connected from Meherba POP 24core (White Tube) Blue=12Green
Note on BW317: Uniqlo Social Business Bangladesh Ltd. Shop No:40/D,VIP road, New Polton, Motijheel, Dhaka, Connected from Meherba POP 12Green=12Green
Note on CB317: Uniqlo Social Business Bangladesh Ltd. Shop No:40/D,VIP road, New Polton, Motijheel, Dhaka, Connected from Meherba POP 12Green=12Green
Note on CF317: Uniqlo Social Business Bangladesh Ltd. Shop No:40/D,VIP road, New Polton, Motijheel, Dhaka, Connected from Meherba POP 12Green=12Green
Note on CK317: Uniqlo Social Business Bangladesh Ltd. Shop No:40/D,VIP road, New Polton, Motijheel, Dhaka, Connected from Meherba POP 12Green=4Blue (2188+2039) ID#2937
Note on DF317: Sabre Travel Network (Bangladesh) Limited - AIR TRIP INTL LTD-CITY HEART, SUITE#5/3(4TH FLOOR), 67 NAYA PALTAN, VIP ROAD,, Paltan, Dhaka ERM - 10689 Connected From Fourzees POP 04Green + 04 Green
Note on DP317: Sabre Travel Network (Bangladesh) Limited - AIR TRIP INTL LTD-CITY HEART, SUITE#5/3(4TH FLOOR), 67 NAYA PALTAN, VIP ROAD,, Paltan, Dhaka ERM - 10689 Connected From Fourzees POP 04Green + 04 Green
Note on DW317: Sabre Travel Network (Bangladesh) Limited - AIR TRIP INTL LTD-CITY HEART, SUITE#5/3(4TH FLOOR), 67 NAYA PALTAN, VIP ROAD,, Paltan, Dhaka ERM - 10689 Connected From Fourzees POP 04Green + 04 Blue (3654----------ID-359------------3554)Sumon
Note on ID317: Brac Bank, Sales center 167/12 Motijheel road connected from Motijheel pop 4Blue=12Green
Note on IM317: Brac Bank, Sales center 167/12 Motijheel road,connected from Motijheel pop 12Green=12Green
Note on IU317: Brac Bank, Sales center 167/12 Motijheel road,connected from Motijheel pop 12Green=12Green
Note on JR317: Brac Bank, Sales center 167/12 Motijheel road,connected from D-Bangla pop 12Green=24 Green (Blue Tube)
Note on KV317: Mercantile Bank H/O Office 2nd link conncected from fourzees POP 12Green+24
Note on D319: Islami Bank Bangladesh Ltd Installation Location: Redundant DC link from different POP. 40, Motijheel, Dhaka, connected from Meherba POP Trans (White Tube)=12Slate
Note on O319: Al-Arafa-Islami bank Ltd Installation Location: DC connectivity (Redundant). Peoples Insurance Bhavan, 36, Dilkusha C/A (9th floor), Dhaka-1000. connected from Meherba POP 24 core (White Tube) Orange=12Brown
Note on AO319: Al-Arafa-Islami bank Ltd Installation Location: DC connectivity (Redundant). Peoples Insurance Bhavan, 36, Dilkusha C/A (9th floor), Dhaka-1000. connected from Meherba POP 12Brown=4Green
Note on BN319: Al-Arafa-Islami bank Ltd Installation Location: DC connectivity (Redundant). Peoples Insurance Bhavan, 36, Dilkusha C/A (9th floor), Dhaka-1000. connected from Meherba POP 4Green=12Brown
Note on BW319: Al-Arafa-Islami bank Ltd Installation Location: DC connectivity (Redundant). Peoples Insurance Bhavan, 36, Dilkusha C/A (9th floor), Dhaka-1000. connected from Meherba POP 12Brown=12Brown
Note on CB319: Al-Arafa-Islami bank Ltd Installation Location: DC connectivity (Redundant). Peoples Insurance Bhavan, 36, Dilkusha C/A (9th floor), Dhaka-1000. connected from Meherba POP 12Brown=12Brown
Note on CF319: Al-Arafa-Islami bank Ltd Installation Location: DC connectivity (Redundant). Peoples Insurance Bhavan, 36, Dilkusha C/A (9th floor), Dhaka-1000. connected from Meherba POP 12Brown=12Brown
Note on CK319: Al-Arafa-Islami bank Ltd Installation Location: DC connectivity (Redundant). Peoples Insurance Bhavan, 36, Dilkusha C/A (9th floor), Dhaka-1000. connected from Meherba POP 12Brown=12Brown
Note on CO319: Al-Arafa-Islami bank Ltd Installation Location: DC connectivity (Redundant). Peoples Insurance Bhavan, 36, Dilkusha C/A (9th floor), Dhaka-1000. connected from Meherba POP 12Brown=12Brown
Note on ID319: Dhaka bank Data center Sara tower,connected from Motijheel pop (-800)6Green=12Brown
Note on IM319: Dhaka bank Data center Sara tower,connected from Motijheel pop 12Brown=12Brown
Note on IU319: Dhaka bank Data center Sara tower,connected from Motijheel pop 12Brown=12Brown
Note on JR319: Dhaka bank Data center Sara tower,connected from Motijheel pop 12Brown=12Blue
Note on JS319: Dhaka bank Data center Sara tower,connected from Motijheel pop via Pubali POC 12Blue
Note on KV319: MSN connected from Motijheel pop 12Brown=4 Blue(3498-------ID#2808-----NCC Bank Corner4Blue+4Blue(3440+2824)ID#2706 -------------------------2726)
Note on O321: Islami Bank Bangladesh Ltd Installation Location: Redundant DC link from different POP. 40, Motijheel, Dhaka, connected from Meherba POP Trans (White Tube)=12Slate
Note on AO321: Islami Bank Bangladesh Ltd Installation Location: Redundant DC link from different POP. 40, Motijheel, Dhaka, connected from Meherba POP 12Slate=4Trans
Note on BN321: Islami Bank Bangladesh Ltd Installation Location: Redundant DC link from different POP. 40, Motijheel, Dhaka, connected from Meherba POP 4Trans=12Slate
Note on BW321: Islami Bank Bangladesh Ltd Installation Location: Redundant DC link from different POP. 40, Motijheel, Dhaka, connected from Meherba POP 12Slate=12Slate
Note on CB321: Islami Bank Bangladesh Ltd Installation Location: Redundant DC link from different POP. 40, Motijheel, Dhaka, connected from Meherba POP 12Slate=12Slate
Note on CF321: Islami Bank Bangladesh Ltd Installation Location: Redundant DC link from different POP. 40, Motijheel, Dhaka, connected from Meherba POP 12Slate=12Slate
Note on CK321: Islami Bank Bangladesh Ltd Installation Location: Redundant DC link from different POP. 40, Motijheel, Dhaka, connected from Meherba POP 12Slate=12Slate
Note on CO321: Islami Bank Bangladesh Ltd Installation Location: Redundant DC link from different POP. 40, Motijheel, Dhaka, connected from Meherba POP 12Slate=12Slate
Note on ID321: UCBL Sara tower,connected from Motijheel pop (-110)4Blue=12Slate
Note on ID323: NCC Bank HO to Card Center clear Channel (Sara Tower To NCC Tower 13/1,13/2) 4th Floor, Toynbee Cerculer Road, Motijheel) 4blue=12White (1612-Side of Sara Tower Amir (1538-1537)-----1509)
Note on IM323: NCC Bank HO to Card Center clear Channel (Sara Tower To NCC Tower 13/1,13/2) 4th Floor, Toynbee Cerculer Road, Motijheel) 12White=12White
Note on IU323: NCC Bank HO to Card Center clear Channel (Sara Tower To NCC Tower 13/1,13/2) 4th Floor, Toynbee Cerculer Road, Motijheel) 12White=12White
Note on JR323: NCC Bank HO to Card Center clear Channel (Sara Tower To NCC Tower 13/1,13/2) 4th Floor, Toynbee Cerculer Road, Motijheel) 12White=4Blue (8511+8641) ID#2735
Note on FA327: RSRM 291 Fakirapool, (Jamider Bari) Apartment # B-9 (10th floor), Inner Circular Road, Arambag, Motijheel, Dhaka-1000., connected from Motijheel POP 12Black=4Blue (3875
Note on HP327: RSRM 291 Fakirapool, (Jamider Bari) Apartment # B-9 (10th floor), Inner Circular Road, Arambag, Motijheel, Dhaka-1000., connected from Motijheel POP 12Black=12Blue
Note on HW327: RSRM 291 Fakirapool, (Jamider Bari) Apartment # B-9 (10th floor), Inner Circular Road, Arambag, Motijheel, Dhaka-1000., connected from Motijheel POP 12Black=12Black
Note on ID327: RSRM 291 Fakirapool, (Jamider Bari) Apartment # B-9 (10th floor), Inner Circular Road, Arambag, Motijheel, Dhaka-1000., connected from Motijheel POP 12Black=12Black
Note on IM327: RSRM 291 Fakirapool, (Jamider Bari) Apartment # B-9 (10th floor), Inner Circular Road, Arambag, Motijheel, Dhaka-1000., connected from Motijheel POP 12Black=12Black
Note on IU327: RSRM 291 Fakirapool, (Jamider Bari) Apartment # B-9 (10th floor), Inner Circular Road, Arambag, Motijheel, Dhaka-1000., connected from Motijheel POP 12Black=12Black
Note on JR327: RSRM 291 Fakirapool, (Jamider Bari) Apartment # B-9 (10th floor), Inner Circular Road, Arambag, Motijheel, Dhaka-1000., connected from D-Bangal POP 12Black=24 Trans(Blue Tube)
Note on KV327: EBL P2P
Note on O329: Dhaka Bnnk Sara tower 2nd link connected from Meherba POP 24core(Tube-Slate)Green=12Yellow
Note on AO329: Dhaka Bnnk Sara tower 2nd link connected from Meherba POP 24core(Tube-Slate)Green=12Yellow
Note on BN329: Dhaka Bnnk Sara tower 2nd link connected from Meherba POP 24core(Tube-Slate)Green=12Yellow
Note on BW329: Dhaka Bnnk Sara tower 2nd link connected from Meherba POP 12Yellow=12Yellow
Note on CB329: Dhaka Bnnk Sara tower 2nd link connected from Meherba POP 12Yellow=12Yellow
Note on CF329: Dhaka Bnnk Sara tower 2nd link connected from Meherba POP 12Yellow=12Yellow
Note on CK329: Dhaka Bnnk Sara tower 2nd link connected from Meherba POP 12Yellow=12Yellow
Note on CO329: Dhaka Bnnk Sara tower 2nd link connected from Meherba POP 12Yellow=12Yellow
Note on KV329: Al-Arafa-Islami bank Ltd Installation Location: DC connectivity (Redundant). Peoples Insurance Bhavan, 36, Dilkusha C/A (9th floor), Dhaka-1000. connected from Meherba POP 12Yellow=12Yellow
Note on KV333: Midland Bank Connected from D-Bangla POP.24Green (Green Tube)+12 Pink
Note on KH334: National Credit & Commerce Bank Ltd. Installation Location: NCC Bhaban (11th floor, SWIFT Operations), 13/1, 13/2 Toyenbee Circular Road, Motijhee C/A, Motijheel, Dhaka, connected from Motijheel POP 12 White=4Blue (300 ----ID#1307-------------496)Amir
Note on KH338: NCC Bank HO to Card Center clear Channel (Peaples Ins Bhabaho to Sara Tower) , via Pubali POC 12Orange
Note on KJ338: UCBL Sara tower,connected from Motijheel pop via Pubali POC 12Green
Note on KL338: Al arafah bank 86, Shantinagar, VIP road,connected from Motijheel pop via Pubali POC 12Brown
Note on KN338: Motijheel to Baridhara backbone, via Pubali POC 12Slate
Note on KR338: Islami Bank - H/O 2nd Link Connected Trom Fourzees POP 24core (White Tube) Orange=12 Red
Note on GI344: Dhaka Bnnk Sara tower 2nd link connected from Meherba POP 4Red
Note on GP344: Dhaka Bnnk Sara tower 2nd link connected from Meherba POP 4Red=4Red
Note on ES351: P2P
Note on EU351: Internet
Note on IB384: Brac Bank, Sales Center 167/12 Motijheel road connected form Motijheel Base 4Blue=4Blue(2023-2077)ID#1682
Note on MD394: Brac Bank, Sales center 167/12 Motijheel road,connected from Motijheel pop via Pubali POC 12Blue
Note on ML394: Islami Bank - H/O 2nd Link Connected Trom Fourzees POP 12 Slate
Note on NN394: Islami Bank - H/O 2nd Link Connected Trom Fourzees POP 12 Blue
Note on MD396: Dhaka bank Data center Sara tower,connected from Motijheel pop via Pubali POC 12Orange
Note on ML396: Core Goes to DBBL Topkhana POC
Note on MW396: Moatijheel To Meherba 12Yellow + 12 Orange
Note on MD398: UCBL Sara tower,connected from Motijheel pop via Pubali POC 12Green
Note on MW399: Montjheel POP connected with Meherba POP via Pubali POC and DBBL POC 12Blue=12Blue
Note on MD400: Al arafah bank 86, Shantinagar, VIP road,connected from Motijheel pop via Pubali POC 12Brown
Note on NN401: DBBL Sena Kallyan Bhaban 4th Floor
Note on MD402: Motijheel to Baridhara backbone, via Pubali POC 12Slate
Note on ML403: DBBL Sena Kallyan Bhaban 4th Floor
Note on MD404: NCC Bank HO to Card Center clear Channel (Peaples Ins Bhabaho to Sara Tower) , via Pubali POC 12White
Note on ML405: Author:
Note on MD406: New Link Sena Kollan BahbanIslami Bank - H/O 2nd Link Connected Trom Fourzees POP 12 Red
Note on NN409: DBBL 19th Fl. People’s Insurance to Head Office Sena Kalyan Bhaban, (DATA)12Brown=12White
Note on ML411: Author:
Note on NN411: DBBL 19th Fl. People’s Insurance to Head Office Sena Kalyan Bhaban, (Internet)12Red=12Red
Note on NN415: Moatijheel To Meherba 12Yellow + 12 Orange
Note on QC435: Al-Arafa-Islami bank Ltd Installation Location: DC connectivity (Redundant). Peoples Insurance Bhavan, 36, Dilkusha C/A (9th floor), Dhaka-1000. connected from Meherba POP 24core (White Tube)Green=12Brwon
Note on QO435: Al Arafat Bank HO (Internet ) Peoples Ins. Building 8th floor 36 Dilkusha, Dhaka connected from Moijheel POP 24core(White Tube)Blue=4Blue
Note on PQ437: Al Arafat Bank HO (Internet ) Peoples Ins. Building 8th floor 36 Dilkusha, Dhaka, connected from Moitjheel POP 24core(White Tube)Blue
Note on QC437: Al Arafat Bank HO (Internet ) Peoples Ins. Building 8th floor 36 Dilkusha, Dhaka connected from Moijheel POP 24core(White Tube)Blue=4Blue
Note on QO437: Al Arafat Bank, HO Intranet 2nd connection Peoples Ins. Building 9th floor36 Dilkusha, Dhaka connected from Motijheel POP 4Blue=4Orange
Note on SA437: Secura Bangladesh Ltd. Rahman Chamber 12-13 Motijheel, Dhaka connected form Moitjheel POP 12Orange=4Orange(1781-1591)
Note on SB437: Secura Bangladesh Ltd. Rahman Chamber 12-13 Motijheel, Dhaka connected form Moitjheel POP 12Orange=4Orange(1781-1591)
Note on SI437: Secura Bangladesh Ltd. Rahman Chamber 12-13 Motijheel, Dhaka connected form Moitjheel POP 12Orange=4Orange(1781-1591)
Note on PQ439: Basic Bank Ltd. HO Internet , DC 36 Dilkusha, Peoples ins Bhabon connected from Motijheel POP24core(White Tube)Orange
Note on QC439: Basic Bank Ltd. HO Internet , DC 36 Dilkusha, Peoples ins Bhabon connected from Motijheel POP24core(White Tube)Orange=4Blue(1025-XXXX) ID-0113
Note on QO439: Al Arafat Bank, HO for Gazi connected from Motijheel POP 24 core Green (White Tube)=4Green
Note on QC441: Author:
Note on MW445: Sonali Bank Local Office 1st floor 35-44 Motijheel, Dhaka connected from Motijheel POP 24core(Blue Tube)Blue
Note on NR445: Sonali Bank Local Office 1st floor 35-44 Motijheel, Dhaka connected from Motijheel POP 24core(Blue Tube)Blue
Note on PQ445: Sonali Bank Local Office 1st floor 35-44 Motijheel, Dhaka connected from motijheel POP 24core(Blue Tube)Blue
Note on QC445: Sonali Bank Local Office 1st floor connected from motijheel POP 24core(Blue Tube)Blue=6Blue(***----ID-5866------
Note on MW447: Secura Bangladesh Ltd. Rahman Chamber 12-13 Motijheel, Dhaka connected form Moitjheel POP 24core (Blue Tube)Orange
Note on NR447: Secura Bangladesh Ltd. Rahman Chamber 12-13 Motijheel, Dhaka connected form Moitjheel POP 24core (Blue Tube)Orange
Note on PQ447: Secura Bangladesh Ltd. Rahman Chamber 12-13 Motijheel, Dhaka connected form Moitjheel POP 24core (Blue Tube)Orange
Note on QC447: Secura Bangladesh Ltd. Rahman Chamber 12-13 Motijheel, Dhaka connected form Moitjheel POP 24core (Blue Tube)Orange=12Orange
Note on NR449: Al Arafat Bank HO (Internet ) Peoples Ins. Building 8th floor 36 Dilkusha , Dhaka connected from Motijheel POP 24core (Blue Tube) Trans
Note on PQ451: Mercantile Bank H/O Office 2nd link connected from fourzess POP 24Green(Orange Tube)=
Note on QC451: Mercantile Bank H/O Office 2nd link connected from fourzess POP 24Green(Orange Tube)=4 Orange
Note on NR453: Basic Bank Ltd. HO Intranet Peoples ins building 36 Dilkusha, Dhaka connected from Motijheel POP 24 core (Orange Tube) Blue
Note on PQ453: Basic Bank Ltd. HO Intranet Peoples ins building 36 Dilkusha, Dhaka connected from Motijheel POP 24 core (Orange Tube) Blue
Note on QC453: Basic Bank(DC Site) Peoples ins building connected to Motijheel base 24core (Orange Tube) Blue=12Green
Note on NR455: Pothom alo 52 Motijheel 24+4Blue(2910------------ID#209-------------Farmers Bank MTJ 4Blue+4Blue(2998+253)-------------------------325)ID#2268
Note on PQ455: Al Arafat Bank, HO for Gazi connected from Motijheel POP 24 core (Orange Tube)Orange
Note on QC455: Al Arafat Bank, HO for Gazi connected from Motijheel POP 24 core (Orange Tube)Orange
Note on NR459: Montjheel POP to Meherba POP via Pubali POC and DBBL Palton POC 24core (Green Tube)Green
Note on NR463: Brac Bank, Sales center 167/12 Motijheel road, Dhaka connected fro Motijheel POP 24 core (Green Tube) Orange
Note on PQ463: DBBL 19th Fl. People’s Insurance to Head Office Sena Kalyan Bhaban, (Internet) connectivity via Near Nirala Bhaban POC 12Red=24core (Green Tube)Orange
Note on QC463: DBBL 19th Fl. People’s Insurance to Head Office Sena Kalyan Bhaban, (Internet) connectivity via Near Nirala Bhaban POC 24core (Green Tube)Orange=4Trans
Note on NR465: Dhaka bank Sara Tower
Note on PQ465: DBBL 19th Fl. People’s Insurance to Head Office Sena Kalyan Bhaban, (DATA) connectivity via Near Nirala bhaban poc 12White=24core (Green Tube)Trans
Note on QC465: DBBL 19th Fl. People’s Insurance to Head Office Sena Kalyan Bhaban, (DATA) connectivity via Near Nirala bhaban poc 24core (Green Tube)Trans=4Blue
Note on NR467: Basic Bank Ltd. HO Internet , DC 36 Dilkusha, Peoples ins Bhabon connected from Motijheel POP 24core (Brown Tube) Green
Note on NR469: Motijheel POP Connected From Fourzees POP Brown Tube - Blue + 12 White National Credit & Commerce Bank Ltd. Installation Location: NCC Bhaban (11th floor, SWIFT Operations), 13/1, 13/2 Toyenbee Circular Road, Motijhee C/A, Motijheel, Dhaka, connected from Motijheel POP 24 core (Brown Tube) Blue=12White
Note on NR471: DBBL Sena Kallyan Bhaban 4th Floor 195 Motijheel, Dhaka connected from Motijheel POP
Note on NR473: RSRM 291 Fakirapool, (Jamider Bari) Apartment # B-9 (10th floor), Inner Circular Road, Arambag, Motijheel, Dhaka-1000., connected from Motijheel POP 24 core (Brown Tube)Trans
Note on NR475: Meherba To Motijheel (Slate Tube) Green + 12Yellow
Note on QP488: Protham Alo Motijheel Splitter Orange+4Orange
Note on SG488: DBBL 19th Fl. People’s Insurance to Head Office Sena Kalyan Bhaban, (DATA) connectivity via Near Nirala bhaban poc 4Blue
Note on SI488: DBBL 19th Fl. People’s Insurance to Head Office Sena Kalyan Bhaban, (Internet) connectivity via Near Nirala Bhaban POC 4Green
Note on RV492: Protham Alo connected from motijheel POP OLT6Ornge+4Orange
Note on RX492: Sonali Bank Local Office 1st floor connected from motijheel POP 6Blue+4Blue
Note on RS505: Sonali Bank Local Office 1st floor connected from motijheel POP 24core(Blue Tube)Blue=6Blue(***----ID-5866-------Side of People Ins. TJB Monir (55+666) 06Blue+04Blue -------ID-1834-----Behind of Sonali Bank TJB Sumon (714+734)--ID-1834--------Sonali Bank Boundary TJB Jewel (756+758)--------781) ID-1834
Note on RV506: Protham Alo Connected from Motiheel OLT 4Orange+Blue(
Note on RX506: Sonali Bank Local Office 1st floor connected from motijheel POP (734--ID-1834--------Sonali Bank Boundary TJB Jewel (756+758)-------------------------Sundade of sonali Bank(778+1492)---------781) ID-1834
Note on PN512: Midland Bank Connected from D-Bangla POP 12 Pink+24Trans(Ornge Tube)
Note on PN534: Islami Bank - H/O 2nd Link Connected Trom Fourzees POP
Note on PN536: Agrani Bank Connected from Fourzees POP.
Note on PO536: Agrani Bank 2nd link connected from Fourzees POP24Blue(Slate Tube)+12Orange
Note on PO540: EBL P2P

## Moti_Unoos_Bangabhaban
[151 empty] | Olympic Bhaban |  |  |  |  | Kabadi Stadium |  |  |  | Kabadi Staduim/Hoky Stadium | [5 empty] | Under pass Moulana Vasani Stadiam |  |  |  | Under Pass Jibon Bima |  |  |  |  | Al- Manushi General Store/Burgar Hotel
[152 empty] | TJB |  |  |  | Color |  |  |  | TJB | [5 empty] | Color |  |  |  | TJB 1 |  |  |  |  | TJB
[149 empty] | ID - 524 | 495 |  | Sumon | 1217 | ID#524 | 1187 | Amir | 1183 | ID#524 | 1137 | Sumon |  |  | 1135 | ID#524 | 954 |  | 1084 | ID#2032 | 970 | Amir | 1615 | ID#5487 | ID#281 | 2099 | Jewel | 2231
[151 empty] | Blue | Blue |  |  |  | Blue |  |  |  | Blue |  | Blue |  |  |  | Blue |  |  |  | Blue |  |  |  |  | Blue
[151 empty] | Orange | Orange |  |  |  | Orange |  |  |  | Orange |  | Orange |  |  |  | Orange |  |  |  | Orange |  |  |  |  | Orange
[151 empty] | Green | Green |  |  |  | Green |  |  |  | Green |  | Green |  |  |  | Green |  |  |  | Green |  |  |  |  | Green
[151 empty] | Brown | Brown |  |  |  | Brown |  |  |  | Brown |  | Brown |  |  |  | Brown |  |  |  | Brown |  |  |  |  | Brown
[151 empty] | Slate | Slate |  |  |  | Slate |  |  |  | Slate |  | Slate |  |  |  | Slate |  |  |  | Slate |  |  |  |  | Slate
[151 empty] | White | White |  |  |  | White |  |  |  | White |  | White |  |  |  | White |  |  |  | White |  |  |  |  | White
[127 empty] | Janata Bank | [12 empty] | EBL HO Signboard
[127 empty] | Color | TJb |  |  |  | Color | [7 empty] | Color | TJb |  | Nurul |  | Color | [5 empty] | Red | Red |  |  |  | Red |  |  |  | Red |  | Red |  |  |  | Red |  |  |  | Red |  |  |  |  | Red
[127 empty] | Red |  |  |  |  | Blue | 3571 | ID#1133 |  |  |  |  | 3699 | Blue |  |  |  |  | Blue | 3568 |  |  |  |  | Black | Black |  |  |  | Black |  |  |  | Black |  | Black |  |  |  | Black |  |  |  | Black |  |  |  |  | Black
[127 empty] | Black |  |  |  |  | Orange | [7 empty] | Orange |  |  |  |  | Orange | [5 empty] | Yellow | Yellow |  |  |  | Yellow |  |  |  | Yellow | Pink | Yellow |  |  |  | Yellow |  |  |  | Yellow |  |  |  |  | Yellow
[127 empty] | Yellow |  |  |  |  | Green | [7 empty] | Green |  |  |  |  | Green | [5 empty] | Violet | Violet |  |  |  | Violet |  |  |  | Violet |  | Violet |  |  |  | Violet |  |  |  | Violet |  |  |  |  | Violet
[126 empty] | 130 | Violet |  |  |  |  | Brown | [7 empty] | Brown |  |  |  |  | Brown | [5 empty] | Pink | Pink |  |  |  | Pink |  |  |  | Pink |  | Pink |  |  |  | Pink |  |  |  | Pink |  |  |  |  | Pink
[127 empty] | Pink |  |  |  |  | Slate | [7 empty] | Slate |  |  |  |  | Slate | [5 empty] | Transparent | Transparent |  |  |  | Transparent |  |  |  | Trans |  | Transparent |  |  |  | Transparent |  |  |  | Transparent |  |  |  |  | Transparent
[106 empty] | 568 | [20 empty] | Transparent |  |  |  |  | Trans | [7 empty] | Trans |  |  |  |  | Trans
[106 empty] | Orange | 6267
[41 empty] | Inside Mercantile 8th Floor | [42 empty] | Splitter 2:16 | [41 empty] | Opp. EBL Midle of Road | [6 empty] | Jibon Bima Tower / Front of EBL
[40 empty] | ODF-1 Port- 19 (Primary) Over Head from Motijheel POP |  |  |  |  | ODF-2 PORT-19 (2ndary) Under ground from Fourzees POP | [80 empty] | TJB | [6 empty] | TJB
[86 empty] | Blue | Blue | Violet | 1090 | [16 empty] | Green | 6267 | [11 empty] | ID#904 | [5 empty] | 2959 | Raton | 2702 |  | ID - 8024 |  |  | 2799 | Raton |  |  | 1290 | ID#8644
[40 empty] | Blue |  |  |  |  | Blue | [80 empty] | Blue | [5 empty] | EBL H/O | Blue |  | Blue | EBL P2P
[40 empty] | 1300 |  |  |  |  | 3500 | [40 empty] | Orange | Orange
[126 empty] | Orange | [6 empty] | Orange
[86 empty] | Green | Blue
[84 empty] | Trans | [41 empty] | Green | [6 empty] | Green
[86 empty] | Brown | Orange | [18 empty] | Blue | 6267 | [9 empty] | I
Trans
[86 empty] | Slate | Green
[86 empty] | White | White | 1090 | IBBL - Palton - 2nd | [16 empty] | Trans | 6267
[144 empty] | Pubali POC |  | Fulbaria EP
[86 empty] | Red | Orange
ID-4124
[45 empty] | ID#2229 | [40 empty] | Black | Trans | [56 empty] | Blue | NTTN=2856M | Blue
Motijheel Done-8-9-2015 | [50 empty] | Behind of Sunmoon Tower | [5 empty] | H # 37-A ( CAR PARKING ) E/P TJB Box (Orginal is : Behind of 33 Dilkusha E/P) |  |  |  |  | H # 37-A ( CAR PARKING ) E/P | [23 empty] | Blue | [23 empty] | Opp. Rajuk |  |  |  | Opp. Jibon Bima Tower | [8 empty] | BRTC Bhaban | [7 empty] | Inside of Bangladesh Commerce Bank Ltd.
[50 empty] | 3351 | Shamim | 2949 |  | ID#404 |  | 2812 | Shamim | 345 | ID#6815 | [50 empty] | TJB |  |  |  | TJB | [8 empty] | TJB | [7 empty] | TJB | [6 empty] | Cable comes from Motijheel POP See Motijheel to Summit
[51 empty] | Blue | [5 empty] | Blue |  |  |  |  | Blue | Cable goes to Hasan Hotel E/P Dainik Bangla | [22 empty] | Orange | [23 empty] | Sumon |  |  |  | Sumon | [8 empty] | Raton |  |  | ID#2074 |  |  |  | 4798
[108 empty] | ID - 631 | 6336 | Blue | 6338 | ID - 631 | 6396 | Blue | 6411 | ID - 631 | [5 empty] | 6594 | Blue | 4603 | [6 empty] | Blue
[51 empty] | Orange | [5 empty] | Orange |  |  |  |  | Orange | [23 empty] | Green | [59 empty] | Blue
[63 empty] | POC Length 1821 | [20 empty] | Trans | [25 empty] | Orange |  |  |  | Orange | [8 empty] | Orange | [7 empty] | Orange
[51 empty] | Green | [5 empty] | Green |  |  |  |  | Green | [23 empty] | Brown | [59 empty] | Fulbaria super market POC TJB amir
[110 empty] | Green |  |  |  | Green | Blue | 2829 | [6 empty] | Green | Orange | 1039 |  |  | 12 Core |  |  | Green | [14 empty] | 3
[51 empty] | Trans | [5 empty] | Trans |  |  |  |  | Trans | [23 empty] | Slate | [59 empty] | Blue
[110 empty] | Trans |  |  |  | Trans | [8 empty] | Trans | Blue | 1039 | [5 empty] | Brown
White
[53 empty] | 2949 | 2812 | 137 |  | 162m | [28 empty] | Red
[129 empty] | ID - 5358 |  |  |  | Cable Goes to Meherba to paltan BB
[86 empty] | Black | [33 empty] | 1713 | ID - 941 | 1332
[129 empty] | ID - 5358 |  |  |  | Cable Goes to Meherba to paltan BB
ID - 612 / 3184
|  | Motijheel POP | [8 empty] | Roof Top 2:16 | [6 empty] | Behind of 28 Dilkusa |  |  |  |  | OPP Raja Bhaban BCIC Sunset | [10 empty] | Opp Choudhory Autos/Side of Sunmoon Tower | [16 empty] | Akij Chember 73, Dilkusha | [9 empty] | Salam Electric 67 Dilkusa/Front of Habib Bank 65 Dilkusha | [9 empty] | Shahjalal Islami Bank | [6 empty] | Side of Rajuk Bahaban side Gate-3 | [21 empty] | Side of Rajuk Bahaban |  |  |  | Opp Rajuk Bahaban Road Crossing | [9 empty] | Opp.Stadium Mossjid | [30 empty] | Dhaka Trade Center
Switch No & Port | FMC Infromation | LIU Port No. 2 | Tube | Colour | [6 empty] | TJB | [6 empty] | TJB | [32 empty] | Jewel | [52 empty] | TJB | [11 empty] | TJB | [28 empty] | TJB | 834
[5 empty] | 328 |  |  |  |  | 426 |  |  |  |  | 1719 | ID#2110 | 1577 | Sumon |  | 1575 | ID#2110 | 1492 |  | Tube |  | 24 core | 2676 |  |  | ID#2101 |  |  | 2552 |  | Tube | 24 core | 2707 |  | ID#2109 | [10 empty] | 2729 |  |  |  | Tube |  |  | 24 core | 2735 | ID - 2109 | 2830 |  | Tube | 24 core | 2816 |  | ID#2102 |  |  |  |  | Zahid | Tube | 4027 |  | ID - 8070 |  |  | 4106 |  | 24 core |  | Sumon | [10 empty] | 1090 |  |  |  | ID#480 |  | 1335 | Monir | 5757 | ID#535 | 5833 | Sumon | 981 | [5 empty] | ID - 941 |  | 1109 |  |  | Sumon | 1110 | ID#941 | Cable Goes to Meherba to | [22 empty] | ID#7178 |  | 2450 | Amir |  |  | 2089 | Cable Goes to Malitola Backbone l
|  | 1 | Green | White | [6 empty] | Green | White |  | Green |  |  |  | White | Green |  |  |  | Green | White |  | Green | Broken | [6 empty] | Green | White | Green | [14 empty] | Green |  |  | White |  |  | Green |  |  |  | Green | White | Green | [7 empty] | Green | White | [19 empty] | Blue | [7 empty] | Blue |  |  |  | Blue | [9 empty] | Blue |  | Blue | [28 empty] | Blue | Blue | Blue
|  | 2 | Blue | [7 empty] | Blue |  |  | Blue |  |  |  |  | Blue |  |  |  | Blue |  |  | Blue | Broken | [6 empty] | Blue |  | Blue | [14 empty] | Blue | [5 empty] | Blue | Akij Group - 2nd Link |  |  | Blue |  | Blue | [7 empty] | Blue |  | Blue | [5 empty] | Blue | Orange | [11 empty] | Orange | [7 empty] | Orange |  |  |  | Orange | [9 empty] | Orange |  | Orange | [28 empty] | Orange |  | Orange
10.10.32.1117=14 | 1310 | 3 | Orange |  | AIBL Dilkusha Branch (AD) | [5 empty] | Orange |  |  | Orange |  |  |  |  | Orange |  |  |  | Orange |  |  | Orange | [7 empty] | Orange |  | Orange | [14 empty] | Orange | [5 empty] | Orange |  |  |  | Orange |  | Orange | [7 empty] | Orange | [7 empty] | White | Green | [11 empty] | Green | [7 empty] | Green |  |  |  | Green | Violet | [8 empty] | Green |  | Green | [28 empty] | Green |  | Green
|  | 4 | Trans |  |  | Akij Online |  |  |  |  | Trans |  |  | Trans |  |  |  |  | Trans |  |  |  | Trans |  |  | Trans | [7 empty] | Trans |  | Trans | [13 empty] | Akij 1st | Trans | [5 empty] | Trans |  |  |  | Trans |  | Trans | [7 empty] | Trans | [20 empty] | Brown | [7 empty] | Brown |  |  |  | Brown | [9 empty] | Brown |  | Brown | [28 empty] | Brown |  | Brown
|  | 5 | Green | Blue | [6 empty] | Green | Blue |  | Green |  |  |  | Blue | Green |  |  |  | Green | Blue |  | Green | [7 empty] | Green | Blue | Green | [14 empty] | Green |  |  | Blue |  |  | Green |  |  |  | Green | Blue | Green | [7 empty] | Green | Blue | [19 empty] | Slate | [7 empty] | Slate |  |  |  | Slate | [9 empty] | Slate |  | Slate | [28 empty] | Slate |  | Slate
10.10.32.111=16 | 1310 | 6 | Blue |  | EBL H/O New |  | IBBL Nababpur Road ATM |  |  |  | Blue |  |  | Blue |  |  |  |  | Blue |  |  |  | Blue |  | Orange | Blue | [7 empty] | Blue |  | Blue | [14 empty] | Blue | [5 empty] | Blue |  |  |  | Blue |  | Blue | [7 empty] | Blue |  | Green | [5 empty] | Green | [12 empty] | White | [7 empty] | White |  |  |  | White | [9 empty] | White |  | White | [28 empty] | White |  | White
|  | 7 | Orange |  |  |  | AIBL North South Road Branch |  |  |  | Orange |  |  | Orange |  |  |  |  | Orange |  |  |  | Orange |  |  | Orange | [7 empty] | Orange |  | Orange | [14 empty] | Orange | [5 empty] | Orange |  |  |  | Orange |  | Orange | [7 empty] | Orange |  | Orange | [5 empty] | Orange | Spliter Orange | EBL H/O | [10 empty] | Red | [7 empty] | Red |  |  |  | Red | Green | 6267 | [7 empty] | Red |  | Red | [28 empty] | Red |  | Red
|  | 8 | Trans |  |  |  | Core Damage |  |  |  | Trans |  |  | Trans | Core Damage |  |  |  | Trans |  |  |  | Trans |  |  | Trans | [7 empty] | Trans |  | Trans | [14 empty] | Trans | [5 empty] | Trans |  |  |  | Trans |  | Trans | [7 empty] | Trans | [20 empty] | Black | [7 empty] | Black |  |  |  | Black | [9 empty] | Black |  | Black | [28 empty] | Black |  | Black
|  | 9 | Green | Orange |  |  | AIBL Moulovi Bazar Branch |  |  |  | Green | Orange |  | Green |  |  |  | Orange | Green |  |  |  | Green | Orange |  | Green | [7 empty] | Green | Orange | Green | [14 empty] | Green |  |  | Orange |  |  | Green |  |  |  | Green | Orange | Green | [7 empty] | Green | Orange | [19 empty] | Yellow | [7 empty] | Yellow |  |  |  | Yellow | [9 empty] | Yellow |  | Yellow | [28 empty] | Yellow |  | Yellow
GSFP-3 |  | 10 | Blue |  | OLT This core is going to Marcantile bank tjb |  |  |  | Splitter Up Link |  | Blue |  | Splitter Blue | Blue |  |  |  |  | Blue |  |  |  | Blue |  |  | Blue | [7 empty] | Blue |  | Blue | [14 empty] | Blue | [5 empty] | Blue |  |  |  | Blue |  | Blue | [7 empty] | Blue |  | Brown | [5 empty] | Brown | Spliter Main | [11 empty] | Violet | [7 empty] | Blue |  |  |  | Violet | Green | [8 empty] | Violet |  | Violet | [28 empty] | Violet |  | Violet
|  | 11 | Orange |  |  |  | AIBL Islampur Branch |  |  |  | Orange |  |  | Orange |  |  |  |  | Orange |  |  |  | Orange |  |  | Orange | [7 empty] | Orange |  | Orange | [14 empty] | Orange | [5 empty] | Orange |  |  |  | Orange |  | Orange | [7 empty] | Orange | [20 empty] | Pink | [7 empty] | Pink |  |  |  | Pink | [9 empty] | Pink |  | Pink | [28 empty] | Pink |  | Pink
|  | 12 | Trans |  | OLT This core Goes DSE |  | Basic Bank Bongshal Branch |  |  |  | Trans |  |  | Trans |  |  |  |  | Trans |  |  |  | Trans |  |  | Trans | [7 empty] | Trans |  | Trans | [14 empty] | Trans | [5 empty] | Trans |  |  |  | Trans |  | Trans | [7 empty] | Trans | [7 empty] | Slate | Trans | 1090 |  | ID - 485 | [8 empty] | Trans | [7 empty] | Trans |  |  |  | Trans | Blue | 981 | [7 empty] | Transparent |  | Transparent | [28 empty] | Transparent |  | Transparent
10.10.32.116=21 |  | 13 | Green | Green | [6 empty] | Green | Green | Splitter Green | Green |  |  |  | Green | Green |  |  |  | Green | Green |  | Green | [6 empty] | Akij | Green | Green | Green | [14 empty] | Green |  |  | Green |  |  | Green |  |  |  | Green | Green | Green | [7 empty] | Green | Green
|  | 14 | Blue |  |  |  | Akij Group |  |  |  | Blue |  |  | Blue |  |  |  |  | Blue |  |  |  | Blue |  |  | Blue | [6 empty] | Akij | Blue |  | Blue | [14 empty] | Blue | [5 empty] | Blue |  |  |  | Blue |  | Blue | [7 empty] | Blue
|  | 15 | Green |  |  |  | AIBL Nawabpur Road Branch |  |  |  | Orange |  |  | Orange |  |  |  |  | Orange |  |  |  | Orange |  |  | Orange | [7 empty] | Orange |  | Orange | [14 empty] | Orange | [5 empty] | Orange |  |  |  | Orange |  | Orange | [7 empty] | Orange
|  | 16 | Trans | [7 empty] | Trans |  |  | Trans |  |  |  |  | Trans |  |  |  | Trans |  |  | Trans | Green | 7275 | [5 empty] | Trans |  | Trans | [14 empty] | Trans | [5 empty] | Trans |  |  |  | Trans |  | Trans | [7 empty] | Trans
|  | 17 | Green | Brown | 2nd link for Peoples splitter |  | Al Arafat Bank, HO Intranet Primary link connection |  |  |  | Green | Brown |  | Green |  |  |  | Brown | Green |  |  |  | Green | Brown |  | Green | Blue | 7275 | [5 empty] | Green | Brown | Green | [14 empty] | Green |  |  | Brown |  |  | Green |  |  |  | Green | Brown | Green | [7 empty] | Green | Brown
Patch LIU-1 Port-17 |  | 18 | Blue |  | Shanta Securities Peoples | [5 empty] | Blue |  |  | Blue |  |  |  |  | Blue |  |  |  | Blue |  |  | Blue | Orange | 7275 | [5 empty] | Blue |  | Blue | [14 empty] | Blue | [5 empty] | Blue |  |  |  | Blue |  | Blue | [7 empty] | Blue
|  | 19 | Orange | [7 empty] | Orange |  |  | Orange |  |  |  |  | Orange |  |  |  | Orange |  |  | Orange | [7 empty] | Orange |  | Orange | [14 empty] | Orange | [5 empty] | Orange |  |  |  | Orange |  | Orange | [7 empty] | Orange
|  | 20 | Trans | [7 empty] | Trans |  |  | Trans |  |  |  |  | Trans |  |  |  | Trans |  |  | Trans | Trans | 7275 | [5 empty] | Trans |  | Trans | [14 empty] | Trans | [5 empty] | Trans |  |  |  | Trans |  | Trans | [7 empty] | Trans
10.10.32.111 Port : 22 |  | 21 | Green | Slate | Mercantile Bank Ltd. H/O 1st link | [5 empty] | Green | Slate |  | Green |  |  |  | Slate | Green |  |  |  | Green | Slate |  | Green | [6 empty] | Mercantile Bank H/O Primary | Green | Slate | Green | 1151 |  |  | ID#1525 | [10 empty] | Green |  |  | Slate |  |  | Green |  |  |  | Green | Slate | Green | [7 empty] | Green | Slate
|  | 22 | Blue |  | CCT To Motijheel Over Head link |  | Banglalink - Eounoos Center | South East Bank, 2nd |  |  | Blue |  |  | Blue |  |  |  |  | Blue |  |  |  | Blue |  |  | Blue | [7 empty] | Blue |  | Blue | [14 empty] | Blue | [5 empty] | Blue |  |  |  | Blue |  | Blue | [7 empty] | Blue |  | Slate
From Accesstel
10.10.32.116=10 | 1550 | 23 | Orange |  | The Daily Nabaraj | [5 empty] | Orange |  |  | Orange |  |  |  |  | Orange |  |  |  | Orange |  |  | Orange | [7 empty] | Orange |  | Orange | [14 empty] | Orange | [5 empty] | Orange |  |  |  | Orange |  | Orange | [7 empty] | Orange |  | White
10.10.32.116=7 | 1310 | 24 | Trans |  | The White Horse Pharmaceuticals - Head Office: | [5 empty] | Trans |  |  | Trans |  |  |  |  | Trans |  |  |  | Trans |  |  | Trans | [7 empty] | Trans |  | Trans | [14 empty] | Trans | [5 empty] | Trans |  |  | White Horse | Trans |  | Trans | [7 empty] | Trans
[164 empty] | 1415 | 688
Jibon Bima Bhabon 2nd floor Sunset
[164 empty] | 1200 | 1200
Peoples Building Summit Box
[41 empty] | 5418 |  | ID#1334
Blue
Orange
Green
Trans
[65 empty] | 1st Link |  | 2nd link
[64 empty] | 5456 | 5456 |  | 3567
[62 empty] | Peoples Basement 2:16 Spitter TJ box |  |  | Orange |  | Orange
[34 empty] | Al Arafat Bank HO Data Center Peoples Ins. 9th floor IT Room to Uttara P2P |  |  |  |  | Al Arafat Bank HO, Peoples Ins. 9th floor | [8 empty] | Al Arafat Bank HO, Peoples Ins. 8th floor | [36 empty] | Side of NCC Bank Peoples Ins Building 9thth floor
[35 empty] | 5415 |  |  | 5390 | [5 empty] | 1740 |  | ID#764 | 1854 | [11 empty] | 871 | ID#1079 | 822 | [15 empty] | 270 |  |  | ID#A0054 |  |  |  | 325
[34 empty] | Blue |  |  |  |  | Blue |  |  |  | Blue |  |  |  |  | Blue | [7 empty] | 2443 |  | Blue |  |  |  | Blue | [13 empty] | Blue | [8 empty] | Blue
[34 empty] | Orange |  |  |  |  | Orange |  |  |  | Orange |  |  |  |  | Orange | [9 empty] | Orange |  |  |  | Orange | [7 empty] | Orange | [14 empty] | Orange
[34 empty] | Green |  |  |  |  | Green |  |  |  | Green |  |  |  |  | Green | [9 empty] | Green |  |  |  | Green | Blue | [5 empty] | Splitter Green | Green | [14 empty] | Green
[34 empty] | Trans |  |  |  |  | Trans |  |  |  | Trans |  |  |  |  | Trans | [9 empty] | Brown |  |  |  | Brown |  | Splitter Brown | [5 empty] | Trans | [14 empty] | Brown
[58 empty] | Slate |  |  |  | Slate | [22 empty] | Slate
[58 empty] | Trans |  |  |  | Trans | [7 empty] | Brown | [14 empty] | White
[66 empty] | Orange |  | Brown | [7 empty] | Blue
[66 empty] | 514 |  | 514 | [7 empty] | 3567 | [8 empty] | Red
Black
Al Arafat Bank HO, Internet Peoples Ins. 19th floor Server Room
Yellow
2540
[58 empty] | ID#1805 |  |  |  | Blue | [22 empty] | Violet
[62 empty] | Orange | [22 empty] | Pink
[62 empty] | Green | [22 empty] | Transparent
Trans
[74 empty] | ID#1334 |  | ID#1334
[28 empty] | ID - 1409 | ID - 1409 |  | ID - 1409 | ID - 1409
1291 / 1109
City Bank HO 3rd floor
Patch cord
24 port in LIU
[28 empty] | Trans | Green |  | Orange | Blue
7216
BCIC Bhaban TJB Sumon
3686
[28 empty] | Brown | Green |  | Orange
[28 empty] | ID# 306 | ID# 306 |  | ID# 306 | ID# 306
[35 empty] | 3764 |  |  |  | ID#209 |  | 2007 | Roof Top Sonali bank
New Cable
[28 empty] | Brown |  |  | Orange | Blue
3764
Rupali Bank TJB Sumon
[30 empty] | 3509 | [5 empty] | Sonali Bank Sunset | [17 empty] | 12/13 Rahman Chember | [8 empty] | DSE | [113 empty] | 0
[28 empty] | 1876 | 1876 |  | Orange | Blue |  |  |  | TJB | [17 empty] | TJB | [8 empty] | TJB
[28 empty] | Orange | Blue |  |  |  | ID - 209 |  | 2006 | Sumon | 551 |  | ID - 75 | [9 empty] | ID - 075 |  |  |  | 749 | Sumon | 1674 |  |  |  |  | ID - 209 |  | 1874 | Sumon | See OLT Summit Sheet
[36 empty] | Blue | [17 empty] | Blue | [8 empty] | Blue
[36 empty] | Orange | Blue | [16 empty] | Orange | [8 empty] | Orange
[31 empty] | Orange | Blue |  |  |  | Green | [17 empty] | Green | [8 empty] | Green
3605
[28 empty] | Nanna Biriany TJB POBON | [7 empty] | Trans | [16 empty] | Blue | Trans | [8 empty] | Trans
4236
[31 empty] | Orange | Blue
ID-2275
[31 empty] | Orange | Blue
4312
Behind of Sonali Bank TJB POBON
3600
[31 empty] | Orange | Blue
Side of NCC Bank Peoples Ins Building 10th floor TJB
[85 empty] | Slate |  | Blue |  | Orange | Green | Brown
ID-A0054
270
Pleoples ins builiding underground TJB Ratan
[28 empty] | ID# 306 | ID# 306 |  | ID# 306 | ID# 306 | [52 empty] | 507
[85 empty] | Slate |  | Blue |  | Orange | Green | Brown
[30 empty] | 3620 | [54 empty] | ID-A0111
Side of Peoples Bamboo TJB Monir
3722
Orange
[31 empty] | ID - 1374 | [16 empty] | Blue
Orange
Green
Trans
[53 empty] | 3664 |  | 3664
[48 empty] | Beside of Peoples Bamboo | [45 empty] | Side of Bamboo TJB |  |  |  |  | Sonali Bank HO, Rooftop TJb
[51 empty] | Sumon |  |  |  | Blue
[37 empty] | Cable goes to Motijheel POP | [9 empty] | 789 | Tube | 24 core | [46 empty] | 238 | ID-B224 | 183
[48 empty] | White | Green |  |  |  | Orange |  | Orange | 3724 |  |  |  |  | ID - 1374 | [31 empty] | 3660 | Blue | Blue |  |  |  | Blue
[49 empty] | Blue | [5 empty] | Blue | 3724 | [36 empty] | 3660 | Orange | Orange |  |  |  | Orange
[49 empty] | Orange | [44 empty] | Green | Green |  |  |  | Green
[49 empty] | Trans | [44 empty] | Trans | Brown |  |  |  | Brown
[48 empty] | Blue | Green |  | Blue |  |  |  |  | 3693 | [38 empty] | Slate |  |  |  | Slate
[49 empty] | Blue | [45 empty] | White |  |  |  | White
[49 empty] | Orange |  | Orange |  |  |  |  | 3693 | [38 empty] | Red |  |  |  | Red
[49 empty] | Trans | [45 empty] | Black |  |  |  | Black
[48 empty] | Orange | Green | [6 empty] | 457 | [38 empty] | Yellow |  |  |  | Yellow
[49 empty] | Blue | [6 empty] | 457 | [38 empty] | Violet |  |  |  | Violet
[49 empty] | Orange | [6 empty] | 457 | [38 empty] | Pink |  |  |  | Pink
[49 empty] | Trans | [45 empty] | Transparent |  |  |  | Transparent
[48 empty] | Green | Green
Blue
[49 empty] | Orange | [6 empty] | 504
[49 empty] | Trans | [6 empty] | 504
[48 empty] | Brown | Green
Blue
Orange
Trans
[48 empty] | Slate | Green | [35 empty] | ID-6608
Blue
[85 empty] | Date |  | Internet
Orange
583
[49 empty] | Trans | [35 empty] | Peoples ins underground TJB (Moti to Dhaka stock exchange backbone) same TJB
161
ID-469
311
Data Center People Insturance Bhaban (19the Floor)
Note on HS21: AIBL Nawabpur Road Branch (AD) 85/87, Nawabpur Road, Dhaka connected from Motijheel POP 12Slate=12Slate
Note on HU21: AIBL Nawabpur Road Branch (AD) 85/87, Nawabpur Road, Dhaka connected from Motijheel POP 12Slate=12Slate
Note on HY21: AIBL Nawabpur Road Branch (AD) 85/87, Nawabpur Road, Dhaka connected from Motijheel POP 12Slate=12Slate
Note on IG21: AIBL Nawabpur Road Branch (AD) 85/87, Nawabpur Road, Dhaka connected from Motijheel POP 12Slate=12Slate
Note on IK21: AIBL Nawabpur Road Branch (AD) 85/87, Nawabpur Road, Dhaka connected from Motijheel POP 12Slate=12Slate
Note on IO21: AIBL Nawabpur Road Branch (AD) 85/87, Nawabpur Road, Dhaka connected from Motijheel POP 12Slate=12Slate
Note on IV21: AIBL Nawabpur Road Branch (AD) 85/87, Nawabpur Road, Dhaka connected from Motijheel POP 12Slate=12Slate
Note on HS23: IBBL Nababpur Road ATM connected from Motijheel POP 12White=12White
Note on HU23: IBBL Nababpur Road ATM connected from Motijheel POP 12White=12White
Note on HY23: IBBL Nababpur Road ATM connected from Motijheel POP 12White=12White
Note on IG23: IBBL Nababpur Road ATM connected from Motijheel POP 12White=12White
Note on IK23: IBBL Nababpur Road ATM connected from Motijheel POP 12White=12White
Note on IO23: IBBL Nababpur Road ATM connected from Motijheel POP 12White=12White
Note on IV23: IBBL Nababpur Road ATM connected from Motijheel POP 12White=12White
Note on HS25: AIBL North South Road Branch 23 Malitola Lane, North South Road, Bongshal, Dhaka. connected from Motijheel POP 12Red=12Red
Note on HU25: AIBL North South Road Branch 23 Malitola Lane, North South Road, Bongshal, Dhaka. connected from Motijheel POP 12Red=12Red
Note on HY25: AIBL North South Road Branch 23 Malitola Lane, North South Road, Bongshal, Dhaka. connected from Motijheel POP 12Red=12Red
Note on IG25: AIBL North South Road Branch 23 Malitola Lane, North South Road, Bongshal, Dhaka. connected from Motijheel POP 12Red=12Red
Note on IK25: AIBL North South Road Branch 23 Malitola Lane, North South Road, Bongshal, Dhaka. connected from Motijheel POP 12Red=12Red
Note on IO25: AIBL North South Road Branch 23 Malitola Lane, North South Road, Bongshal, Dhaka. connected from Motijheel POP 12Red=12Red
Note on IV25: AIBL North South Road Branch 23 Malitola Lane, North South Road, Bongshal, Dhaka. connected from Motijheel POP 12Red=12Red
Note on GI27: Motijheel Pop connected with mouchak Wimax pop via santinagar poc 6Red=6Orange
Note on HB27: EBL HO connected form Motijheel Base 6Blue=4Blue (3699--2259)-- 2111)ID#339
Note on HG27: EBL HO Jibon Bima Bhaban(3rd Floor) to 88 Motijheel Branch/Mukti joddha kollyan Trust P2P via Bank of pakisthan Poc 6Blue=4Orange (3568--2259)-- 2111)ID#339
Note on HS27: AIBL Islampur Branch Rowshan Plaza 29-31, Islampur Road, Dhaka-1100 connected from Motijheel POP 12Black=12Black
Note on HU27: AIBL Islampur Branch Rowshan Plaza 29-31, Islampur Road, Dhaka-1100 connected from Motijheel POP 12Black=12Black
Note on HY27: AIBL Islampur Branch Rowshan Plaza 29-31, Islampur Road, Dhaka-1100 connected from Motijheel POP 12Black=12Black
Note on IG27: AIBL Islampur Branch Rowshan Plaza 29-31, Islampur Road, Dhaka-1100 connected from Motijheel POP 12Black=12Black
Note on IK27: AIBL Islampur Branch Rowshan Plaza 29-31, Islampur Road, Dhaka-1100 connected from Motijheel POP 12Black=12Black
Note on IO27: AIBL Islampur Branch Rowshan Plaza 29-31, Islampur Road, Dhaka-1100 connected from Motijheel POP 12Black=12Black
Note on IV27: AIBL Islampur Branch Rowshan Plaza 29-31, Islampur Road, Dhaka-1100 connected from Motijheel POP 12Black=12Black
Note on HG29: Motijheel Pop connected with mouchak Wimax pop via santinagar poc 6Orange=6Orange
Note on HY29: AIBL Moulovi Bazar Branch 3, Moulvibazar, Dhaka connected from Motijheel POP 12Yellow=12yellow
Note on IG29: AIBL Moulovi Bazar Branch 3, Moulvibazar, Dhaka connected from Motijheel POP 12Pink=12yellow
Note on IK29: AIBL Moulovi Bazar Branch 3, Moulvibazar, Dhaka connected from Motijheel POP 12Yellow=12yellow
Note on IO29: AIBL Moulovi Bazar Branch 3, Moulvibazar, Dhaka connected from Motijheel POP 12Yellow=12yellow
Note on IV29: AIBL Moulovi Bazar Branch 3, Moulvibazar, Dhaka connected from Motijheel POP 12Yellow=12yellow
Note on GI33: EBL HO connected form Motijheel Base 6Violet=6Blue
Note on HU33: AIBL Moulovi Bazar Branch 3, Moulvibazar, Dhaka connected from Motijheel POP 12Pink=12Yellow
Note on HU35: Basic Bank Bongshal Branch , Bangshal 230 Northsouth road, Dhaka connected from Motijheel POP 12Trans=12Trans
Note on HY35: Basic Bank Bongshal Branch , Bangshal 230 Northsouth road, Dhaka connected from Motijheel POP 12Trans=12Trans
Note on IG35: Basic Bank Bongshal Branch , Bangshal 230 Northsouth road, Dhaka connected from Motijheel POP 12Trans=12Trans
Note on IK35: Basic Bank Bongshal Branch , Bangshal 230 Northsouth road, Dhaka connected from Motijheel POP 12Trans=12Trans
Note on IO35: Basic Bank Bongshal Branch , Bangshal 230 Northsouth road, Dhaka connected from Motijheel POP 12Trans=12Trans
Note on IV35: Basic Bank Bongshal Branch , Bangshal 230 Northsouth road, Dhaka connected from Motijheel POP 12Trans=12Trans
Note on EB50: Bangladehs Comerce Bank Data Centre (DC), Taranga Complex, DIT Ave,connected from Motijheel POP
Note on BN51: Mercantile bank DC from Fourzees POP 4Blue+4Blue House=37 A Carparking E/P to Hotel Hasan E/P Dainik Bangla
Note on GH51: EBL HO connected form Motijheel Base 6Blue=4Blue (2259)-- 2111)ID#339
Note on GO51: EBL HO connected form Motijheel Base 6Blue=4Blue (2259)-- 2111)ID#339
Note on GQ51: EBL HO Jibon Bima Bhaban(3rd Floor) to 88 Motijheel Branch/Mukti joddha kollyan Trust P2P via Bank of pakisthan Poc(2259------------------- 2111)ID#339
Note on HF61: Motijheel POP to Malitola Wimax POP via Pubali POC via Fulbaria EP 12Blue
Note on HH61: Motijheel POP connected with Malitola Wimax POP via Pubali POC & Fulbaria EP 12Blue
Note on BT68: Mercantile bank DC from Fourzees POP 4Blue+4Blue House=37 A Carparking E/P to Hotel Hasan E/P Dainik Bangla
Note on BZ68: Mercantile bank DC from Fourzees POP 4Blue+4Blue House=37 A Carparking E/P to Hotel Hasan E/P Dainik Bangla
Note on CE68: Mercantile bank DC from Fourzees POP 4Blue+4Blue House=37 A Carparking E/P to Hotel Hasan E/P Dainik Bangla
Note on FO69: Bangladehs Comerce Bank Data Centre (DC), Taranga Complex, DIT Aveconnected from Motijheel POP 4Blue+4Blue
Note on FS69: Bangladehs Comerce Bank Data Centre (DC), Taranga Complex, DIT Aveconnected from Motijheel POP 4Blue+4Blue
Note on GE69: Bangladehs Comerce Bank Data Centre (DC), Taranga Complex, DIT Aveconnected from Motijheel POP 4Blue+4Blue
Note on GM69: Bangladehs Comerce Bank Data Centre (DC), Taranga Complex, DIT Aveconnected from Motijheel POP
Note on FO71: The Daily Nabaraj - BRTC Bhaban, 21 Rajuk Avenue (GF), Motijheel C/A, Motijheel, Dhaka connected from Motijheel POP 04 Orange+04 Blue (3957----------4003)ID#6434 Raton
Note on FS71: The Daily Nabaraj - BRTC Bhaban, 21 Rajuk Avenue (GF), Motijheel C/A, Motijheel, Dhaka connected from Motijheel POP 04 Orange+04 Blue (3957----------4003)ID#6434 Raton
Note on GE71: The Daily Nabaraj - BRTC Bhaban, 21 Rajuk Avenue (GF), Motijheel C/A, Motijheel, Dhaka connected from Motijheel POP 04 Orange+04 Blue (003-------0089)ID#2232 Raton
Note on HH72: Motijheel POP to Malitola Wimax POP via Pubali POC via Fulbaria EP 12Blue=12Blue
Note on FO75: Motijheel To CCT Connected from Mtj POP 04 Trans
Note on FS75: Motijheel To CCT Connected from Mtj POP 04 Trans
Note on GE75: Motijheel To CCT Connected from Mtj POP 04 Trans + 12 Blue
Note on FS92: Motijheel To CCT Connected from Mtj POP 12 Blue
Note on FU92: Motijheel To CCT Connected from Mtj POP 12 Blue
Note on HI92: Motijheel POP to Malitola Wimax POP via Pubali POC via Fulbaria EP 12Blue=12Blue
Note on BZ94: Akij Group - Second Link - Akij Chamber (8th floor), 73 Dilkusha , C/A,, Motijheel, Dhaka ERM - 11142 Connected From Meherba POP 24core (White Tube) Blue + 04 Blue (8181-----ID-1134----------Front of Akij TJB Pobon (8220+248)------------ID-2613------------------**)
Note on F96: AIBL Dilkusha Branch (AD) Miah Amanullah Bhaban 63, Dilkusha C/A (Ground Floor) Dhaka-1000 connected from Motijheel POP 24core (White Tube)Orange
Note on P96: AIBL Dilkusha Branch (AD) Miah Amanullah Bhaban 63, Dilkusha C/A (Ground Floor) Dhaka-1000 connected from Motijheel POP 24core (White Tube)Orange
Note on W96: AIBL Dilkusha Branch (AD) Miah Amanullah Bhaban 63, Dilkusha C/A (Ground Floor) Dhaka-1000 connected from Motijheel POP 24core (White Tube)Orange
Note on AE96: AIBL Dilkusha Branch (AD) Miah Amanullah Bhaban 63, Dilkusha C/A (Ground Floor) Dhaka-1000 connected from Motijheel POP 24core (White Tube)Orange
Note on AK96: AIBL Dilkusha Branch (AD) Miah Amanullah Bhaban 63, Dilkusha C/A (Ground Floor) Dhaka-1000 connected from Motijheel POP 24core (White Tube)Orange
Note on AR96: AIBL Dilkusha Branch (AD) Miah Amanullah Bhaban 63, Dilkusha C/A (Ground Floor) Dhaka-1000 connected from Motijheel POP 24core (White Tube)Orange
Note on BC96: AIBL Dilkusha Branch (AD) Miah Amanullah Bhaban 63, Dilkusha C/A (Ground Floor) Dhaka-1000 connected from Motijheel POP 24core (White Tube)Orange
Note on BE96: AIBL Dilkusha Branch (AD) Miah Amanullah Bhaban 63, Dilkusha C/A (Ground Floor) Dhaka-1000 connected from Motijheel POP 24core (White Tube)Orange
Note on BT96: AIBL Dilkusha Branch (AD) Miah Amanullah Bhaban 63, Dilkusha C/A (Ground Floor) Dhaka-1000 connected from Motijheel POP 24core (White Tube)Orange
Note on BZ96: AIBL Dilkusha Branch (AD) Miah Amanullah Bhaban 63, Dilkusha C/A (Ground Floor) Dhaka-1000 connected from Motijheel POP 24core (White Tube)Orange
Note on CD96: AIBL Dilkusha Branch, 63 Dilkusha connected from Motijheel POP 24core (White Tube)Orange=4Blue (1050--------ID#905---------63 Dilkusha Carparking AC 4B;ue+4Blue(931+777)-------------------------------X)ID#461
Note on DS96: The Daily Nabaraj - BRTC Bhaban, 21 Rajuk Avenue (GF), Motijheel C/A, Motijheel, Dhaka connected from Motijheel POP 24 core (Slate Tube) Orange
Note on DT96: The Daily Nabaraj - BRTC Bhaban, 21 Rajuk Avenue (GF), Motijheel C/A, Motijheel, Dhaka connected from Motijheel POP 24 core (Slate Tube) Orange + 12 Green 1395
Note on EN96: The Daily Nabaraj - BRTC Bhaban, 21 Rajuk Avenue (GF), Motijheel C/A, Motijheel, Dhaka connected from Motijheel POP 12 Core Green
Note on EZ96: The Daily Nabaraj - BRTC Bhaban, 21 Rajuk Avenue (GF), Motijheel C/A, Motijheel, Dhaka connected from Motijheel POP 12 Core Green = 12 Green
Note on FE96: The Daily Nabaraj - BRTC Bhaban, 21 Rajuk Avenue (GF), Motijheel C/A, Motijheel, Dhaka connected from Motijheel POP 12 Core Green = 12 Violet
Note on FS96: Bangladehs Comerce Bank Data Centre (DC), Taranga Complex, DIT Ave connected from Motijheel POP 12Green
Note on P98: Akij Online Akij Chamber Dilkusha, Dhaka connected from Motijheel POP 24 core (White Tube) Trans
Note on W98: Akij Online Akij Chamber Dilkusha, Dhaka connected from Motijheel POP 24 core (White Tube) Trans
Note on AE98: Akij Online Akij Chamber Dilkusha, Dhaka connected from Motijheel POP 24 core (White Tube) Trans
Note on AK98: Akij Online Akij Chamber Dilkusha, Dhaka connected from Motijheel POP 24 core (White Tube) Trans
Note on AR98: Akij Online Akij Chamber Dilkusha, Dhaka connected from Motijheel POP 24 core (White Tube) Trans
Note on BC98: Akij Online Akij Chamber 73 Dilkusha C/A, Dhaka connected from Motijheel POP 24 core (White Tube) Trans=4Blue (3969+3871) ID# 1209 Raton
Note on BT98: Akij Online Akij Chamber 73 Dilkusha C/A, Dhaka connected from Motijheel POP 24 core (White Tube) Trans=4Orange (3969+3871) ID# 1209 Raton
Note on P100: AIBL Nawabpur Road Branch (AD) 85/87, Nawabpur Road, Dhaka connected from Motijheel POP 24core (Blue Tube) Green
Note on W100: AIBL Nawabpur Road Branch (AD) 85/87, Nawabpur Road, Dhaka connected from Motijheel POP 24core (Blue Tube) Green
Note on AE100: AIBL Nawabpur Road Branch (AD) 85/87, Nawabpur Road, Dhaka connected from Motijheel POP 24core (Blue Tube) Green
Note on BC100: AIBL Nawabpur Road Branch (AD) 85/87, Nawabpur Road, Dhaka connected from Motijheel POP 24core (Blue Tube) Green
Note on BE100: AIBL Nawabpur Road Branch (AD) 85/87, Nawabpur Road, Dhaka connected from Motijheel POP 24core (Blue Tube) Green
Note on BT100: AIBL Nawabpur Road Branch (AD) 85/87, Nawabpur Road, Dhaka connected from Motijheel POP 24core (Blue Tube) Green
Note on BZ100: AIBL Nawabpur Road Branch (AD) 85/87, Nawabpur Road, Dhaka connected from Motijheel POP 24core (Blue Tube) Green
Note on CQ100: AIBL Nawabpur Road Branch (AD) 85/87, Nawabpur Road, Dhaka connected from Motijheel POP 24core (Blue Tube) Green
Note on EN100: AIBL Nawabpur Road Branch (AD) 85/87, Nawabpur Road, Dhaka connected from Motijheel POP 24core (Blue Tube) Green=12Slate
Note on EZ100: AIBL Nawabpur Road Branch (AD) 85/87, Nawabpur Road, Dhaka connected from Motijheel POP 12Slate=12Slate
Note on FE100: AIBL Nawabpur Road Branch (AD) 85/87, Nawabpur Road, Dhaka connected from Motijheel POP 12Slate=12Slate
Note on HG100: AIBL Nawabpur Road Branch (AD) 85/87, Nawabpur Road, Dhaka connected from Motijheel POP 12Slate=12Slate
Note on HI100: AIBL Nawabpur Road Branch (AD) 85/87, Nawabpur Road, Dhaka connected from Motijheel POP 12Slate=12Slate
Note on F102: Author:
Note on BC102: IBBL Nababpur Road ATM connected from Motijheel POP 24 core (Blue Tube) Blue
Note on BE102: IBBL Nababpur Road ATM connected from Motijheel POP 24 core (Blue Tube) Blue
Note on BT102: IBBL Nababpur Road ATM connected from Motijheel POP 24 core (Blue Tube) Blue
Note on BZ102: IBBL Nababpur Road ATM connected from Motijheel POP 24 core (Blue Tube) Blue
Note on CD102: IBBL Nababpur Road ATM connected from Motijheel POP 24 core (Blue Tube) Blue
Note on CF102: IBBL Nababpur Road ATM connected from Motijheel POP 24 core (Blue Tube) Blue
Note on CQ102: IBBL Nababpur Road ATM connected from Motijheel POP 24 core (Blue Tube) Blue
Note on EN102: Islami Bank - Paltan Branch (Secondary); Darus Salam Aarked, 14, Purana Paltan, Paltan, Dhaka ERM - 10489 Connected from Motijheel POP OLT Spliter White=12White
Note on EZ102: Islami Bank - Paltan Branch (Secondary); Darus Salam Aarked, 14, Purana Paltan, Paltan, Dhaka ERM - 10489 Connected from Motijheel POP OLT 12White
Note on FE102: Islami Bank - Paltan Branch (Secondary); Darus Salam Aarked, 14, Purana Paltan, Paltan, Dhaka ERM - 10489 Connected from Motijheel POP OLT 12White
Note on FS102: Islami Bank - Paltan Branch (Secondary); Darus Salam Aarked, 14, Purana Paltan, Paltan, Dhaka ERM - 10489 Connected from Motijheel POP OLT 12White
Note on HG102: IBBL Nababpur Road ATM connected from Motijheel POP 12White=12White
Note on HI102: IBBL Nababpur Road ATM connected from Motijheel POP 12White=12White
Note on P104: AIBL North South Road Branch 23 Malitola Lane, North South Road, Bongshal, Dhaka. connected from Motijheel POP 24core (Blue Tube) Orange
Note on W104: AIBL North South Road Branch 23 Malitola Lane, North South Road, Bongshal, Dhaka. connected from Motijheel POP 24core (Blue Tube) Orange
Note on AE104: AIBL North South Road Branch 23 Malitola Lane, North South Road, Bongshal, Dhaka. connected from Motijheel POP 24core (Blue Tube) Orange
Note on HG104: AIBL North South Road Branch 23 Malitola Lane, North South Road, Bongshal, Dhaka. connected from Motijheel POP 12Red=12Red
Note on HI104: AIBL North South Road Branch 23 Malitola Lane, North South Road, Bongshal, Dhaka. connected from Motijheel POP 12Red=12Red
Note on BC106: AIBL Islampur Branch Rowshan Plaza 29-31, Islampur Road, Dhaka-1100 connected from Motijheel POP 24core (Blue Tube) Trans
Note on BE106: AIBL Islampur Branch Rowshan Plaza 29-31, Islampur Road, Dhaka-1100 connected from Motijheel POP 24core (Blue Tube) Trans
Note on CQ106: AIBL Islampur Branch Rowshan Plaza 29-31, Islampur Road, Dhaka-1100 connected from Motijheel POP 24core (Blue Tube) Trans
Note on EN106: AIBL Islampur Branch Rowshan Plaza 29-31, Islampur Road, Dhaka-1100 connected from Motijheel POP 24core (Blue Tube) Trans=12Black
Note on EZ106: AIBL Islampur Branch Rowshan Plaza 29-31, Islampur Road, Dhaka-1100 connected from Motijheel POP 12Black=12Black
Note on FE106: AIBL Islampur Branch Rowshan Plaza 29-31, Islampur Road, Dhaka-1100 connected from Motijheel POP 12Black=12Black
Note on HG106: AIBL Islampur Branch Rowshan Plaza 29-31, Islampur Road, Dhaka-1100 connected from Motijheel POP 12Black=12Black
Note on HI106: AIBL Islampur Branch Rowshan Plaza 29-31, Islampur Road, Dhaka-1100 connected from Motijheel POP 12Black=12Black
Note on P108: AIBL Moulovi Bazar Branch 3, Moulvibazar, Dhaka connected from Motijheel POP 24core (Orange Tube) Green
Note on W108: AIBL Moulovi Bazar Branch 3, Moulvibazar, Dhaka connected from Motijheel POP 24core (Orange Tube) Green
Note on AE108: AIBL Moulovi Bazar Branch 3, Moulvibazar, Dhaka connected from Motijheel POP 24core (Orange Tube) Green
Note on BC108: AIBL Moulovi Bazar Branch 3, Moulvibazar, Dhaka connected from Motijheel POP 24core (Orange Tube) Green
Note on BE108: AIBL Moulovi Bazar Branch 3, Moulvibazar, Dhaka connected from Motijheel POP 24core (Orange Tube) Green
Note on CQ108: AIBL Moulovi Bazar Branch 3, Moulvibazar, Dhaka connected from Motijheel POP 24core (Orange Tube) Green
Note on HG108: AIBL Moulovi Bazar Branch 3, Moulvibazar, Dhaka connected from Motijheel POP 12Yellow=12yellow
Note on HI108: AIBL Moulovi Bazar Branch 3, Moulvibazar, Dhaka connected from Motijheel POP 12Yellow=12yellow
Note on F110: OLT connected from Motijheel POP 24 core (Orange Tube) Blue
Note on P110: OLT connected from Motijheel POP 24 core (Orange Tube) Blue
Note on W110: OLT connected from Motijheel POP 24 core (Orange Tube) Blue
Note on AE110: OLT connected from Motijheel POP 24 core (Orange Tube) Blue
Note on AK110: OLT connected from Motijheel POP 24 core (Orange Tube) Blue
Note on AR110: OLT connected from Motijheel POP 24 core (Orange Tube) Blue
Note on BC110: OLT connected from Motijheel POP 24 core (Orange Tube) Blue
Note on BE110: OLT connected from Motijheel POP 24 core (Orange Tube) Blue
Note on BT110: OLT connected from Motijheel POP 24 core (Orange Tube) Blue
Note on BZ110: OLT connected from Motijheel POP 24 core (Orange Tube) Blue
Note on CD110: OLT connected from Motijheel POP 24 core (Orange Tube) Blue
Note on CF110: OLT connected from Motijheel POP 24 core (Orange Tube) Blue
Note on CQ110: OLT connected from Motijheel POP 24 core (Orange Tube) Blue
Note on DS110: OLT connected from Motijheel POP 24 core (Orange Tube) Blue
Note on DT110: OLT connected from Motijheel POP 24 core (Orange Tube) Blue
Note on EN110: Bangladehs Comerce Bank Data Centre (DC), Taranga Complex, DIT Ave,connected from Motijheel POP 24 core (Orange Tube) Blue
Note on EZ110: Bangladehs Comerce Bank Data Centre (DC), Taranga Complex, DIT Ave,connected from Motijheel POP 24 core (Orange Tube) Blue
Note on FE110: Bangladehs Comerce Bank Data Centre (DC), Taranga Complex, DIT Ave connected from Motijheel POP12Violet=12Green
Note on FS110: The Daily Nabaraj - BRTC Bhaban, 21 Rajuk Avenue (GF), Motijheel C/A, Motijheel, Dhaka connected from Motijheel POP 12 Core 12 Violet
Note on P112: AIBL Islampur Branch Rowshan Plaza 29-31, Islampur Road, Dhaka-1100 connected from Motijheel POP 24core (Orange Tube) Orange
Note on W112: AIBL Islampur Branch Rowshan Plaza 29-31, Islampur Road, Dhaka-1100 connected from Motijheel POP 24core (Orange Tube) Orange
Note on AE112: AIBL Islampur Branch Rowshan Plaza 29-31, Islampur Road, Dhaka-1100 connected from Motijheel POP 24core (Orange Tube) Orange
Note on AK112: AIBL Islampur Branch Rowshan Plaza 29-31, Islampur Road, Dhaka-1100 connected from Motijheel POP 24core (Orange Tube) Orange = Trans (Blue Tube)
Note on EN112: AIBL Moulovi Bazar Branch 3, Moulvibazar, Dhaka connected from Motijheel POP 24core (Orange Tube) Green=12Pink
Note on EZ112: AIBL Moulovi Bazar Branch 3, Moulvibazar, Dhaka connected from Motijheel POP 12Pink=12Yellow
Note on P114: Basic Bank Bongshal Branch , Bangshal 230 Northsouth road, Dhaka connected from Motijheel POP 24core (Orange Tube) Trans
Note on W114: Basic Bank Bongshal Branch , Bangshal 230 Northsouth road, Dhaka connected from Motijheel POP 24core (Orange Tube) Trans
Note on AE114: Basic Bank Bongshal Branch , Bangshal 230 Northsouth road, Dhaka connected from Motijheel POP 24core (Orange Tube) Trans
Note on BC114: Basic Bank Bongshal Branch , Bangshal 230 Northsouth road, Dhaka connected from Motijheel POP 24core (Orange Tube) Trans
Note on BE114: Basic Bank Bongshal Branch , Bangshal 230 Northsouth road, Dhaka connected from Motijheel POP 24core (Orange Tube) Trans
Note on BT114: Basic Bank Bongshal Branch , Bangshal 230 Northsouth road, Dhaka connected from Motijheel POP 24core (Orange Tube) Trans
Note on BZ114: Basic Bank Bongshal Branch , Bangshal 230 Northsouth road, Dhaka connected from Motijheel POP 24core (Orange Tube) Trans
Note on CQ114: Basic Bank Bongshal Branch , Bangshal 230 Northsouth road, Dhaka connected from Motijheel POP 24core (Orange Tube) Trans
Note on DS114: Motijheel To CCT Connected from Mtj POP Slate Tube - Blue
Note on DT114: Motijheel To CCT Connected from Mtj POP (Slate Tube) - Blue + 12 Trans
Note on EN114: Motijheel To CCT Connected from Mtj POP (Slate Tube) - Blue + 12 Trans
Note on EZ114: Motijheel To CCT Connected from Mtj POP 12 Trans
Note on FE114: Motijheel To CCT Connected from Mtj POP 12 Trans + 12 Blue
Note on HG114: Basic Bank Bongshal Branch , Bangshal 230 Northsouth road, Dhaka connected from Motijheel POP 12Trans=12Trans
Note on HI114: Basic Bank Bongshal Branch , Bangshal 230 Northsouth road, Dhaka connected from Motijheel POP 12Trans=12Trans
Note on F120: Dainik Bortoman Bangladesh 37 Dilkusha, Dhaka connected form Motijheel POP 24core (Green Tube)Green
Note on P120: Dainik Bortoman Bangladesh 37 Dilkusha, Dhaka connected form Motijheel POP 24core (Green Tube)Green
Note on W120: Akij Group Akuj Chamber, 8th Floor, 73 Dilkusha C/A, Dhaka Dhaka connected form Motijheel POP 24core (Green Tube)Green
Note on AE120: Akij Group Akuj Chamber, 8th Floor, 73 Dilkusha C/A, Dhaka Dhaka connected form Motijheel POP 24core (Green Tube)Green
Note on AK120: Akij Group Akuj Chamber, 8th Floor, 73 Dilkusha C/A, Dhaka Dhaka connected form Motijheel POP 24core (Green Tube)Green
Note on AR120: Akij Group Akuj Chamber, 8th Floor, 73 Dilkusha C/A, Dhaka Dhaka connected form Motijheel POP 24core (Green Tube)Green
Note on BC120: Akij Group Akuj Chamber, 8th Floor, 73 Dilkusha C/A, Dhaka Dhaka connected form Motijheel POP 24core (Green Tube)Green)= 4 Orange (81+---------------ID#1805------------------------------Front of Sunmon Tower Gate4Orange+4 Orange(44+2170)---ID#904--------Front of Akij chember4Orange4 Orange+(2270+248)-----------ID$2613--------__)
Note on BE120: IBBL HO to Otobi 2nd Link P2P 24core (Green Tube)Green=4Orange (1279--ID#9742 IBBL Sunset TJB (1156--719)ID#9562 IBBL 9th Fl Ceiling TJB (780---1525)-------1566)
Note on CD120: IBBL HO to Otobi 2nd Link P2P
Note on CF120: IBBL HO to Otobi 2nd Link P2P
Note on BC122: Akij Group Akuj Chamber, 8th Floor, 73 Dilkusha C/A, Dhaka connected from Motijheel POP 24core (Green Tube) Blue= 4Blue (81+---------------ID#1805------------------------------Front of Sunmon Tower Gate4Blue+4Blue(44+2170)---ID#904--------Front of Akij chember(2270+248)-----------ID$2613--------__)
Note on P128: Al Arafat Bank HO Intranet 2nd connection Peoples Ins. Building 9th floor 36 Dilkusha, Dhaka connected from Motijheel POP 24core(Brown Tube)Green
Note on W128: Al Arafat Bank HO Intranet 2nd connection Peoples Ins. Building 9th floor 36 Dilkusha, Dhaka connected from Motijheel POP 24core(Brown Tube)Green
Note on AE128: Al Arafat Bank HO Intranet 2nd connection Peoples Ins. Building 9th floor 36 Dilkusha, Dhaka connected from Motijheel POP 24core(Brown Tube)Green
Note on AK128: Al Arafat Bank HO Intranet 2nd connection Peoples Ins. Building 9th floor 36 Dilkusha, Dhaka connected from Motijheel POP 24core(Brown Tube)Green
Note on AR128: Al Arafat Bank HO Intranet 2nd connection Peoples Ins. Building 9th floor 36 Dilkusha, Dhaka connected from Motijheel POP 24core(Brown Tube)Green=4Blue
Note on P130: Santa Securites - Peoples Ins. connected from Motijheel POP 24Brown Tube-Blue
Note on W130: Santa Securites - Peoples Ins. connected from Motijheel POP 24Brown Tube-Blue
Note on AE130: Santa Securites - Peoples Ins. connected from Motijheel POP 24Brown Tube-Blue
Note on AK130: Santa Securites - Peoples Ins. connected from Motijheel POP 24Brown Tube-Blue=4 Orange
Note on AR130: Santa Securites - Peoples Ins. connected from Motijheel POP 24Brown Tube-Blue=4 Orange
Note on AS130: Santa Securites - Peoples Ins. connected from Motijheel POP 4 Orange=4 Orange
Note on F136: Mercantile Bank H/O Primary link Sunmoon Tower connected from Motijheel POP 24 core (Slate Tube) Green
Note on P136: Mercantile Bank H/O Primary link Sunmoon Tower connected from Motijheel POP 24 core (Slate Tube) Green
Note on W136: Mercantile Bank H/O Primary link Sunmoon Tower connected from Motijheel POP 24 core (Slate Tube) Green
Note on AE136: Mercantile Bank H/O Primary link Sunmoon Tower connected from Motijheel POP 24 core (Slate Tube) Green
Note on AK136: South East Bank 1st Link Eunoos Center 52-53 Dilkusha, Dhaka connected from Motijheel POP 24 core (Slate Tube) Green
Note on AR136: Mercantile Bank H/O Primary link Sunmoon Tower connected from Motijheel POP 24 core (Slate Tube) Green
Note on BC136: Mercantile Bank H/O Primary link Sunmoon Tower connected from Motijheel POP 24 core (Slate Tube) Green
Note on BE136: Mercantile Bank H/O Primary link Sunmoon Tower connected from Motijheel POP 24 core (Slate Tube) Green+12Blue
Note on BT136: South East Bank 1st Link Eunoos Center 52-53 Dilkusha, Dhaka connected from Motijheel POP 24 core (Slate Tube) Green
Note on BZ136: South East Bank 1st Link Eunoos Center 52-53 Dilkusha, Dhaka connected from Motijheel POP 24 core (Slate Tube) Green
Note on CD136: South East Bank 1st Link Eunoos Center 52-53 Dilkusha, Dhaka connected from Motijheel POP 24 core (Slate Tube) Green
Note on CF136: South East Bank 1st Link Eunoos Center 52-53 Dilkusha, Dhaka connected from Motijheel POP 24 core (Slate Tube) Green
Note on F138: Motijheel To CCT Connected from Mtj POP Slate Tube - Blue
Note on P138: Motijheel To CCT Connected from Mtj POP Slate Tube - Blue
Note on W138: Motijheel To CCT Connected from Mtj POP Slate Tube - Blue
Note on AE138: Motijheel To CCT Connected from Mtj POP Slate Tube - Blue
Note on AK138: Motijheel To CCT Connected from Mtj POP Slate Tube - Blue
Note on AR138: Motijheel To CCT Connected from Mtj POP Slate Tube - Blue
Note on BC138: Motijheel To CCT Connected from Mtj POP Slate Tube - Blue
Note on BE138: Motijheel To CCT Connected from Mtj POP Slate Tube - Blue
Note on BT138: Motijheel To CCT Connected from Mtj POP Slate Tube - Blue
Note on BZ138: Banglalink - Eounooc Center Connected From - Mtj POP 24core (Slate Tube) Blue = Blue (Slate Tube)
Note on CD138: Motijheel To CCT Connected from Mtj POP Slate Tube - Blue
Note on CF138: Motijheel To CCT Connected from Mtj POP Slate Tube - Blue
Note on CQ138: Motijheel To CCT Connected from Mtj POP Slate Tube - Blue
Note on F140: The Daily Nabaraj - BRTC Bhaban, 21 Rajuk Avenue (GF), Motijheel C/A, Motijheel, Dhaka connected from Motijheel POP 24 core (Slate Tube) Orange LIFT-7
Note on P140: The Daily Nabaraj - BRTC Bhaban, 21 Rajuk Avenue (GF), Motijheel C/A, Motijheel, Dhaka connected from Motijheel POP 24 core (Slate Tube) Orange
Note on W140: The Daily Nabaraj - BRTC Bhaban, 21 Rajuk Avenue (GF), Motijheel C/A, Motijheel, Dhaka connected from Motijheel POP 24 core (Slate Tube) Orange
Note on AE140: The Daily Nabaraj - BRTC Bhaban, 21 Rajuk Avenue (GF), Motijheel C/A, Motijheel, Dhaka connected from Motijheel POP 24 core (Slate Tube) Orange
Note on AK140: The Daily Nabaraj - BRTC Bhaban, 21 Rajuk Avenue (GF), Motijheel C/A, Motijheel, Dhaka connected from Motijheel POP 24 core (Slate Tube) Orange
Note on AR140: The Daily Nabaraj - BRTC Bhaban, 21 Rajuk Avenue (GF), Motijheel C/A, Motijheel, Dhaka connected from Motijheel POP 24 core (Slate Tube) Orange
Note on BC140: The Daily Nabaraj - BRTC Bhaban, 21 Rajuk Avenue (GF), Motijheel C/A, Motijheel, Dhaka connected from Motijheel POP 24 core (Slate Tube) Orange
Note on BE140: The Daily Nabaraj - BRTC Bhaban, 21 Rajuk Avenue (GF), Motijheel C/A, Motijheel, Dhaka connected from Motijheel POP 24 core (Slate Tube) Orange
Note on BT140: The Daily Nabaraj - BRTC Bhaban, 21 Rajuk Avenue (GF), Motijheel C/A, Motijheel, Dhaka connected from Motijheel POP 24 core (Slate Tube) Orange
Note on BZ140: The Daily Nabaraj - BRTC Bhaban, 21 Rajuk Avenue (GF), Motijheel C/A, Motijheel, Dhaka connected from Motijheel POP 24 core (Slate Tube) Orange
Note on CD140: The Daily Nabaraj - BRTC Bhaban, 21 Rajuk Avenue (GF), Motijheel C/A, Motijheel, Dhaka connected from Motijheel POP 24 core (Slate Tube) Orange
Note on CF140: The Daily Nabaraj - BRTC Bhaban, 21 Rajuk Avenue (GF), Motijheel C/A, Motijheel, Dhaka connected from Motijheel POP 24 core (Slate Tube) Orange
Note on CQ140: The Daily Nabaraj - BRTC Bhaban, 21 Rajuk Avenue (GF), Motijheel C/A, Motijheel, Dhaka connected from Motijheel POP 24 core (Slate Tube) Orange
Note on F142: The White Horse Pharmaceuticals - Head Office: 68, Dilkusha C/A, (6th floor), Motijheel, Dhaka, connected from Motijheel POP 24 core (Slate Tube) Trans
Note on P142: The White Horse Pharmaceuticals - Head Office: 68, Dilkusha C/A, (6th floor), Motijheel, Dhaka, connected from Motijheel POP 24 core (Slate Tube) Trans
Note on W142: The White Horse Pharmaceuticals - Head Office: 68, Dilkusha C/A, (6th floor), Motijheel, Dhaka, connected from Motijheel POP 24 core (Slate Tube) Trans
Note on AE142: The White Horse Pharmaceuticals - Head Office: 68, Dilkusha C/A, (6th floor), Motijheel, Dhaka, connected from Motijheel POP 24 core (Slate Tube) Trans
Note on AK142: The White Horse Pharmaceuticals - Head Office: 68, Dilkusha C/A, (6th floor), Motijheel, Dhaka, connected from Motijheel POP 24 core (Slate Tube) Trans
Note on AR142: The White Horse Pharmaceuticals - Head Office: 68, Dilkusha C/A, (6th floor), Motijheel, Dhaka, connected from Motijheel POP 24 core (Slate Tube) Trans
Note on BC142: The White Horse Pharmaceuticals - Head Office: 68, Dilkusha C/A, (6th floor), Motijheel, Dhaka, connected from Motijheel POP 24 core (Slate Tube) Trans
Note on BE142: The White Horse Pharmaceuticals - Head Office: 68, Dilkusha C/A, (6th floor), Motijheel, Dhaka, connected from Motijheel POP 24 core (Slate Tube) Trans
Note on BT142: The White Horse Pharmaceuticals - Head Office: 68, Dilkusha C/A, (6th floor), Motijheel, Dhaka, connected from Motijheel POP 24 core (Slate Tube) Trans
Note on BZ142: The White Horse Pharmaceuticals - Head Office: 68, Dilkusha C/A, (6th floor), Motijheel, Dhaka, connected from Motijheel POP 24 core (Slate Tube) Trans
Note on CD142: The White Horse Pharmaceuticals - Head Office: 68, Dilkusha C/A, (6th floor), Motijheel, Dhaka, connected from Motijheel POP 24 core (Slate Tube) Trans + 04 Blue (708---------------ID#461--------------------------1st Floor AC TJB 4Blue+4Orange(772+4138)----------4105)ID # 6434 Amir
Note on II144: City Bank HO connected form Motijheel Base 6Violet=4Blue
Note on IJ144: City Bank HO connected form Meherba plaza Base 4Blue=4Orange
Note on BC202: Al Arafat Bank HO Data Center Peoples Ins. 9th floor IT Room to Uttara P2P
Note on BH202: Al Arafat Bank HO Data Center Peoples Ins. 9th floor IT Room to Uttara P2P 4Blue=4Orange
Note on BL202: Al Arafat Bank, HO Intranet 2nd connection Peoples Ins. Building 9th floor36 Dilkusha, Dhaka connected from Motijheel POP 4Blue
Note on BQ202: Al Arafat Bank, HO Intranet 2nd connection Peoples Ins. Building 9th floor36 Dilkusha, Dhaka connected from Motijheel POP 4Blue=6Orange
Note on CA202: Al Arafat Bank HO, Internet Peoples Ins. 19th floor Server Room 4Blue=4Blue
Note on CE202: Al Arafat Bank HO, Internet Peoples Ins. 19th floor Server Room 4Blue=4Blue
Note on DA202: Shanta Properties Data connected from Motijheel POP 12Blue=12Blue
Note on DY202: Shanta Properties Data connected from Motijheel POP 12Blue=12Blue 12Blue=4Blue(6099-------ID#2404---------6051)
Note on BL204: Al Arafat Bank HO Data Center Peoples Ins. 9th floor IT Room to Uttara P2P 4Blue=4Orange
Note on BQ204: Al Arafat Bank HO Data Center Peoples Ins. 9th floor IT Room to Uttara P2P 4Orange=4Green
Note on CA204: Al Arafat Bank, HO Intranet 2nd connection Peoples Ins. Building 9th floor36 Dilkusha, Dhaka connected from Motijheel POP 4Blue=6Orange
Note on BL206: Al Arafat Bank, HO for Gazi connected from Motijheel POP 4Green
Note on BQ206: Al Arafat Bank, HO for Gazi connected from Motijheel POP 4Green=6Brown
Note on CA206: Al Arafat Bank HO Data Center Peoples Ins. 9th floor IT Room to Uttara P2P 4Orange=4Green
Note on CE206: Al Arafat Bank HO Data Center Peoples Ins. 9th floor IT Room to Uttara P2P 4Green=4Blue
Note on DY206: Basic Bank Ltd. HO Intranet Peoples ins building 36 Dilkusha, Dhaka connected from Motijheel POP 12Green=4Blue(679-613) ID-6665
Note on CA208: Al Arafat Bank, HO for Gazi connected from Motijheel POP 4Green=6Brown
Note on CE208: Al Arafat Bank, HO for Gazi connected from Motijheel POP 6Brown=Splitter Brown
Note on DY208: Al-Arafa-Islami bank Ltd Installation Location: DC connectivity (Redundant). Peoples Insurance Bhavan, 36, Dilkusha C/A (9th floor), Dhaka-1000. connected from Fourzees POP 12Brwon=6Blue(266-204) ID-B118 Intranet
Note on CN212: Al-Arafa-Islami bank Ltd Installation Location: DC connectivity (Redundant). Peoples Insurance Bhavan, 36, Dilkusha C/A (9th floor), Dhaka-1000. connected from Fourzees POP 12Brown=12Brown
Note on CE220: Al Arafat Bank HO, Internet Peoples Ins. 19th floor Server Room 4Blue
Note on AX266: Santa Securites - Peoples Ins. connected from Motijheel POP 4 Orange=4 Orange
Note on AX283: Santa Securites - Peoples Ins. connected from Motijheel POP 4 Orange=4 Orange
Note on AX293: Santa Securites - Peoples Ins. connected from Motijheel POP 4 Orange=4 Orange
Note on AX307: Santa Securites - Peoples Ins. connected from Motijheel POP 4 Orange=4 Orange
Note on EA314: Dutch Bangla Bank ,Peoples ins. Building ,18th floor , connected form Motijheel Base 12Blue=12Blue( -410) ID-A0054
Note on EE314: Basic Bank(DC Site) Peoples ins building connected to Motijheel base 12Green=4Blue(679-613) ID-6665
Note on EI314: Al Arafat Bank, Internet Peoples Ins. Building 9th floor 12Brwon=6Blue(266-204) ID-B118 Intranet
Note on EN327: Author:
Note on AX329: Santa Securites - Peoples Ins. connected from Motijheel POP 4 Orange=4 Orange
Note on BX343: Al Arafat Bank, HO Intranet 2nd connection Peoples Ins. Building 9th floor36 Dilkusha, Dhaka connected from Motijheel POP 4Blue=4Orange
Note on EQ343: Sonali Bank H\O 2nd floor connected from Motijheel POP 12Blue=6Blue(4262-4000 )ID#1133
Note on ER343: Sonali Bank H\O 2nd floor connected from Motijheel POP 12Blue=6Blue(4262-4000 )ID#1133
Note on EY343: Sonali Bank H\O 2nd floor connected from Motijheel POP 12Blue=6Blue(4262-4000 )ID#1133
Note on BR345: Al Arafat Bank HO (Internet ) Peoples Ins. Building 8th floor 36 Dilkusha, Dhaka connected from Moijheel POP 24core(White Tube)Blue=4Blue
Note on BX345: Santa Securites - Peoples Ins. connected from Motijheel POP 4 Orange=4Blue
Note on EQ345: Secura connected form Moitjheel base 12Orange=4Orange(1781-1591)
Note on ER345: Secura connected form Moitjheel base 12Orange=4Orange(1781-1591)
Note on EY345: Secura connected form Moitjheel base 12Orange=4Orange(1781-1591)
Note on BR347: Basic Bank Ltd. HO Internet , DC 36 Dilkusha, Peoples ins Bhabon connected from Motijheel POP24core(White Tube)Orange=4Blue(1025-XXXX) ID-0113
Note on BR351: Sonali Bank H\O (Swift) connected from Motijheel POP 24core(Blue Tube)Green=12Blue
Note on BR353: Sonali Bank Local Office 1st floor connected from motijheel POP 24core(Blue Tube)Blue=4Blue(639------Behind of Sonali Bank TJB Sumon (714+734)-----781) ID-1834
Note on BR355: Secura Bangladesh Ltd. connected form Moitjheel base 24core (Blue Tube)Orange=12Orange
Note on BR359: Mercantile Bank H/O 2nd link
Note on BR361: Basic Bank(DC Site) Peoples ins building connected to Motijheel base 24core (Orange Tube) Blue=12Green
Note on BR363: Al Arafat Bank, HO Internet Peoples Ins. Building 9th floor 36 Dilkusha, Dhaka connected from Motijheel POP 24core (Ornage Tube)Orange=12Brwon
Note on BR371: DBBL 19th Fl. People’s Insurance to Head Office Sena Kalyan Bhaban, (Internet) connectivity via Near Nirala Bhaban POC 24core (Green Tube)Orange=4Trans
Note on BR373: DBBL 19th Fl. People’s Insurance to Head Office Sena Kalyan Bhaban, (DATA) connectivity via Near Nirala bhaban poc 24core (Green Tube)Trans=4Blue
Note on DY396: DBBL 19th Fl. People’s Insurance to Head Office Sena Kalyan Bhaban, (DATA) connectivity via Near Nirala bhaban poc 4Blue
Note on EA396: DBBL 19th Fl. People’s Insurance to Head Office Sena Kalyan Bhaban, (Internet) connectivity via Near Nirala Bhaban POC 4Green

## Olt Moti Summit
[36 empty] | Unoos Center Summit Box | [7 empty] | Unoos Center Under Ground TJ | [16 empty] | Yunus tower, 2nd floor duct | [18 empty] | 4th floor
[44 empty] | TJB | [16 empty] | TJb
[40 empty] | ID#578 |  |  | 6829 | Raton | 2796 | [10 empty] | ID#1635 |  |  |  | 2819 |  | 1769
[36 empty] | Blue | [5 empty] | Blue | Splitter Trans | Splitter Blue | Blue | [15 empty] | Blue | [18 empty] | Blue | 545
[36 empty] | Orange | [7 empty] | Splitter Orange | Blue | 1440 | [14 empty] | Orange | [18 empty] | Orange | 545
[36 empty] | Green | [7 empty] | Spitter Green | Orange | 1440 | [14 empty] | Green | [18 empty] | Green
[36 empty] | Brown | [7 empty] | Splitter Green | Green | [15 empty] | Transparent | [18 empty] | Transparent
Slate
white
[36 empty] | Red | [19 empty] | Unoos Center Under Ground | [8 empty] | Unoos Center 18th Floor | [11 empty] | Unoos Center Under Ground
[53 empty] | ID#5358 |  | 1477 |  | 2665 |  |  |  |  | ID # 1525 |  | 2807 | Raton | 2809 |  |  |  | ID # 1525 | [5 empty] | 2852
[36 empty] | Black | [19 empty] | Blue | Green | [7 empty] | Blue | [11 empty] | Green | P/C
486
[36 empty] | Yellow | [19 empty] | Orange | Orange | [7 empty] | Orange | [11 empty] | Brown | P/C |  |  |  |  | Inside of
South East Bank, Yunoos Center 4th Floor
[36 empty] | Violet | [28 empty] | Green
[36 empty] | Pink | [28 empty] | Brown
[36 empty] | Trans | [19 empty] | Slate | [7 empty] | Asia Insurance | Slate
White
Red
Black
Yellow
Violet
Pink
Transparent
Motijheel Done-8-9-2015
[12 empty] | Splitter 2:16 | [12 empty] | Splitter 2:16
|  |  | Motijheel Base | [8 empty] | Roof Top of POP | [12 empty] | Underground |  |  |  | Pubali POC
TJB
|  |  | Tube | LIU port no.1 | Code | 2133 |  |  | ID-2115 |  | 2151 | Tube | 24 core Bamboo |  | 1329 |  |  |  |  | ID#2106 |  |  |  | 1441 | Tube | 24 core Bamboo | 575 | ID-2115
|  |  | Blue | 1 | Blue |  |  |  | Dhaka bank Sara tower |  |  | Blue | Spliter Red | Blue | Dhaka bank Sara tower |  | Total = 963m | [7 empty] | Blue |  | Blue | Brac Bank, Sales center 167/12 Motijheel road | Blue | Blue | Pubali POC |  | NTTN =1437M | [16 empty] | Mutual Trust bank POC
[35 empty] | Mutual Trust bank POC | [14 empty] | TJB |  |  |  | Mutual Trust ATM rooftop TJB
| 10.10.32.116 =4 | 1330 |  | 2 | Orange | National Credit & Commerce Bank Ltd. | [7 empty] | Orange | [12 empty] | Orange | Dhaka bank Sara tower | Orange | [9 empty] | ID-0929 | [8 empty] | 4129
[36 empty] | Blue | [11 empty] | Blue | Splitter Up link | Splitter Blue |  | 2571 | 330 | Blue | 3498 | 3435 | NCC bnak H/O
|  |  |  | 3 | Green | [8 empty] | Green | [12 empty] | Green | UCBL Sara tower | Green
[36 empty] | Orange | [13 empty] | Orange
|  |  |  | 4 | Trans |  | SEBL 1st Link | [5 empty] | Splitter | Trans | [12 empty] | Trans | Al arafah bank 86, Shantinagar, VIP road | Trans
[36 empty] | Green | [13 empty] | Green
|  | SFP-28 | Orange | 5 | Blue | Motijheel to Malitola backbone | [5 empty] | Orange |  | Blue | [10 empty] | Orange |  | Blue | Motijheel to Malitola backbone | Blue | Orange
[36 empty] | Brown | [13 empty] | Brown
|  | 1310 |  | 6 | Orange | SCBL City center | [7 empty] | Orange | [12 empty] | Orange | SCBL City center | Orange
[36 empty] | Slate | [13 empty] | Slate
| 10.10.32.116=16 | 1310 |  | 7 | Green | National Bank of Pakisthan | [7 empty] | Green | [12 empty] | Green | National Bank of Pakisthan | Green
[36 empty] | white | [13 empty] | white
| 10.41.195.32=4 | 1550 |  | 8 | Trans | SIBL City Center 2nd Link/DC to DR | [21 empty] | Brac Bank Wari ATM, 6 fullar street, Bukltala Complex, Ground floor | Trans
[36 empty] | Red | [13 empty] | Red
SW 32.116 - Port - 3 |  |  | Green | 9 | Blue | [6 empty] | Green |  | Blue | [9 empty] | Agrani Bank - H/O | Green |  | Blue |  | Blue | Green
[36 empty] | Black | [13 empty] | Black
|  |  |  | 10 | Orange | [8 empty] | Orange | [12 empty] | Orange | BOC : Postogola Sales Center, Foridabad, Postogola , P.O: Faridabad, Postogola, Dhaka (Near Postgola Bridge) | Orange
[36 empty] | Yellow | [13 empty] | Yellow
|  |  |  | 11 | Green | [8 empty] | Green | [12 empty] | Green | Al Arafah Bank, Pagla, Narayangong , Pagla Branch, Afser Karim Bhaban,Talitula,Pagla,Dhaka | Green
[36 empty] | Violet | [13 empty] | Violet
|  |  |  | 12 | Trans | [8 empty] | Trans | [12 empty] | Trans | Al Arafah Bank, 6 Shaheed faruque road, West jatrabari | Trans
[36 empty] | Pink | [13 empty] | Pink
| SFP-25 |  | Brown | 13 | Blue | Mouchak to Motijheel Backbone link | [5 empty] | Brown |  | Blue | [10 empty] | Brown |  | Blue | Brac Bank , 107 motijheel | Blue | Brown | [5 empty] | Trans | [13 empty] | Trans
| 10.10.32.111=4 |  |  | 14 | Orange | NRB Comercial bank H/O Primary link | [7 empty] | Orange | [12 empty] | Orange | Prime Bank Head Office, Admjee court Annex Building-2, 119/120 Motijheel C/A , Dhaka-1000 | Orange
|  |  |  | 15 | Green | Peolples under grount splitter main 1st core | [7 empty] | Green | [12 empty] | Green | Al-Arafha Islami Bank Corporate Office Branch, 125 Motijheel, Motijheel C/A . DHAKA-1000 | Green
|  |  |  | 16 | Trans | [7 empty] | Splitter Brown | Trans | Core Goes to Modomita POC Via DSE POC |  |  |  | Prime Bank Head Office, Admjee court Annex Building-2, 119/120 Motijheel C/A , Dhaka-1000 | [7 empty] | Trans | Kamal Asociets, Metropolita chember building 2nd floor , 122,124 motijheel | Trans
Patch LIU-2 Port-18 |  |  | Slate | 17 | Blue |  |  |  |  | Shanta Securities Peoples | Splitter White | Slate | Splitter Blue | Blue | Core Goes to Mutual Trust Bank POC | [9 empty] | Slate |  | Blue | NCC Bank HO , 7-8 Motijheel C/A | Blue | Slate
|  |  |  | 18 | Orange | [5 empty] | Splitter Red |  |  | Orange | [12 empty] | Orange | Hazi ahmed (Internet )Modhumita Cinema hall Building | Orange
Patch LIU-4 Port 11 |  |  |  | 19 | Green |  |  |  |  | Protham Alo Motijheel | Splitter Green |  |  | Green | [12 empty] | Green | Hazi ahmed ( Data ), Modhumita Cinema hall Building | Green
|  |  |  | 20 | Trans | [5 empty] | Splitter Slate |  |  | Trans | [12 empty] | Trans | Al arafah bank, Rahman Manson | Trans
| GSFP-1 |  | White | 21 | Blue | OLT Core |  |  |  | Trans | Splitter Inport |  |  | Blue | [7 empty] | Trans | Splitter Inport |  | White |  | Blue | Dhaka Bank connectivity with DSE ATM | Blue | White
| GSFP-2 |  |  | 22 | Orange | Roof Top Splitter 1st Main | [6 empty] | Splitter slate | Orange | Core Goes to Near Nirala POC | [11 empty] | Orange | Al-Muslim, Sana kallyan Bhabon 18th floor | Orange
| Total 2050m |  |  | 23 | Trans |  | Trust Bank, NSC tower, 62/3 Purana Polton | [5 empty] | Splitter green | Trans | [6 empty] | Exim Bank H/O ,5 Rajuk Ave. | [5 empty] | Trans | Exim Bank H/O ,5 Rajuk Ave. | Trans
10.10.32.111 Port-10 |  |  |  | 24 | Green | IBBL HO Summit Underground link | [7 empty] | Green | [12 empty] | Green | Trust Bank, NSC tower, 62/3 Purana Polton | Green
[11 empty] | Orange |  |  | Blue
Motijheel Base
|  |  | Code |  | 1786 |  |  | ID#1307 |  |  | 1758
|  | P/C | Blue |  | Roof Top Splitter 2nd main |  |  |  |  | Trans | Splitter Inport 2nd |  | Splitter White | Blue | 1915 |  | 4core | Core Goes to IFIC POC(NTTN) | cable comes to Dist1 cable POP Roof Top TJ
Change the Cable 6 core 100M
|  | P/C | Orange | [7 empty] | Orange |  | Splitter Orange | Orange | 1915 |  |  | ID#1204
[31 empty] | Pubali POC | NTTN = |  |  | Near Nirala Bhaban POC | [9 empty] | Nirala POC /ONU Resturant | [44 empty] | Café Moulana Resturant |  |  |  | Front of IBBL ATM |  |  |  |  | Sena kollyan Gurd room | [7 empty] | Head Office Sena Kallyan Bhaban (4the Floor)
|  | P/C | Green | [9 empty] | Splitter Blue | Green | 1915 | Dr.Kamal | [28 empty] | TJb | [6 empty] | Splitter 1:8 | [37 empty] | TJb |  |  |  |  | TJb |  |  |  | TJB | [7 empty] | Color
[41 empty] | ID#368 |  |  | 170 | [11 empty] | 5622 | [13 empty] | 5622 | [5 empty] | ID#2808 | [12 empty] | 5573 | Sumon | 4813 | ID#405 | 4783 |  |  | 5636 | ID#1133 | 5605 | monir |  |  |  | 1594 |  |  | 1747
|  |  | Trans | [9 empty] | Splitter Blue | Trans | 1915 |  | 4core | Core Goes to IFIC POC(Over Head) Redundant | cable comes to Dist1 cable POP Roof Top TJ | [16 empty] | Blue | DBBL People’s Insurance Build,to Head Office,Sena Kalyan Bhaban, (DATA) | [7 empty] | Blue | [6 empty] | Spl-1 | [37 empty] | Blue |  |  |  | Blue | Blue |  |  |  | Blue |  |  | Blue |  |  |  |  | Blue
[36 empty] | Orange | [8 empty] | Orange |  |  |  |  | Trans | Splitter Inport |  | Spl-Blue | Orange |  | Al-Muslim | [33 empty] | Orange |  |  |  | Orange | Orange |  |  |  | Orange | Blue | 12341 | Orange |  |  |  |  | Orange
[36 empty] | Green | DBBL People’s Insurance Build,to Head Office,Sena Kalyan Bhaban, (Internet) | [7 empty] | Green | [7 empty] | Spl-Orange | Trans |  | DBBL | [33 empty] | Green |  |  |  | Green | Green |  |  |  | Green |  |  | Green |  |  |  |  | Green
[36 empty] | Brown | [8 empty] | Brown |  | Blue | [5 empty] | Orange | Blue | [35 empty] | Trans |  |  |  | Trans | Brown |  |  |  | Brown |  |  | Trans |  |  |  |  | Trans
[36 empty] | Slate | [8 empty] | Slate |  | 2222 |  |  |  |  | Spl-2 | Blue | Blue | [40 empty] | Slate |  |  |  | Slate
[36 empty] | white | [8 empty] | white | [7 empty] | Orange | Orange | [40 empty] | Trans |  |  |  | Trans
[36 empty] | Red | [8 empty] | Red | [7 empty] | Green | Green
Sena kollyan Duct room 19th floor
[36 empty] | Black | [8 empty] | Black | [7 empty] | Brown | Trans
[106 empty] | 12474 | Monir
[36 empty] | Yellow | [8 empty] | Yellow | [61 empty] | Blue
[36 empty] | Violet | [8 empty] | Violet | [61 empty] | Orange
[36 empty] | Pink | [8 empty] | Pink | [61 empty] | Green
[36 empty] | Trans | [8 empty] | Trans | [61 empty] | Brown
[47 empty] | ID#3072 | [59 empty] | Slate
Trans
[31 empty] | Pubali POC | NTTN = 438M |  |  | NCC Bank/UCB Bank goli POC
[36 empty] | Blue | Brac Bank, Sales center 167/12 Motijheel road | [12 empty] | Blue
[36 empty] | Orange | Dhaka bank Sara tower | [12 empty] | Orange
[36 empty] | Green | UCBL Sara tower | [12 empty] | Green
[36 empty] | Brown | Al arafah bank 86, Shantinagar, VIP road | [12 empty] | Brown
[36 empty] | Slate | Motijheel to Baridhara backbone | [12 empty] | Slate
[36 empty] | white | NCC Bank HO to Card Center clear Channel (Peaples Ins Bhabaho to Sara Tower) | [12 empty] | white
[36 empty] | Red | IBBL F@H Link |  |  |  |  | SCBL Kakrail to Peoples ins. | [7 empty] | Red
[36 empty] | Black | [13 empty] | Black
[36 empty] | Yellow | [13 empty] | Yellow
[81 empty] | Side of AIBL | [6 empty] | Inside of AIBL
[36 empty] | Violet | [13 empty] | Violet | [28 empty] | ID - 1911 | 3050 | Raton
[80 empty] | SEBL | Blue |  |  | ID#2369 |  |  | XX
[36 empty] | Pink | [13 empty] | Pink
[81 empty] | Orange | 702
[36 empty] | Trans | [13 empty] | Trans
Green
Trans
Splitter 2:16
[42 empty] | IFIC POC TJB | [20 empty] | OPP.Lofstar- Resturant | [6 empty] | Side of SEBL / Metropoliton Chember of Commerce gate, 122-124 Motijheel
[31 empty] | Pubali POC | NTTN = 1216M |  |  | Near IFIC Bank POC | [6 empty] | TJB | [27 empty] | TJB
[38 empty] | ID#6357 |  |  | 2648 | Jewel | [14 empty] | 6826 |  |  |  | ID#578 | 6826 |  | XX |  |  |  |  | 6756 | Raton
[36 empty] | Blue | Brac Bank , 107 motijheel |  |  |  |  | Blue |  | Splitter Blue | Blue | Brac Bank | [9 empty] | Blue | [6 empty] | Blue | [5 empty] | Brack Bank | Blue
[36 empty] | Orange | Prime Bank Head Office, Admjee court Annex Building-2, 119/120 Motijheel |  |  |  |  | Orange |  | Splitter Orange | Orange | SEBL | [9 empty] | Orange | [6 empty] | Orange | [6 empty] | Orange | Blue |  | 3082 | [10 empty] | Pubali Insurance Side of Prime Bank
[77 empty] | ID - 1542 | [5 empty] | 688 | Raton
[36 empty] | Green | Mouchak to Motijheel BB link | [6 empty] | Splitter Green | Green | AIBL | [9 empty] | Green | [6 empty] | Green | [6 empty] | Green | Orange |  |  | 3082 | [8 empty] | Prime Bank | Blue
[36 empty] | Brown | NRB Commercial Bank Primary link | [6 empty] | Slittter Brown | Brown | [10 empty] | Brown | [6 empty] | Brown | [6 empty] | Brown | [12 empty] | Dhaka Bank Adomji Court | Orange
[36 empty] | Slate | Exim bank, 5 Rajuk ave. |  |  |  |  | Slate |  | Splitter Sate | Slate | Prime Bank H/O | [9 empty] | Slate | [6 empty] | Slate | [6 empty] | Slate | Blue |  |  | 551 | [8 empty] | Fedaral Adomji | Green
[36 empty] | white | Trust Bank, NSC Tower, 62/3 Puranna Polton |  |  |  |  | white |  | Splitter White | White | Dhaka Bank Adomji Court | [9 empty] | white | [6 empty] | white | [6 empty] | White | Orange |  |  | 551
[34 empty] | Splitter Inport |  | Red | National bank ,Printers Building (8th floor), 5 Rajuk Ave. |  |  |  |  | Red | Splitter Up Link | Splitter Red | Red | Fedaral Insurance | [9 empty] | Red | [6 empty] | Red | [5 empty] | Fedaral Insurance | Red
[83 empty] | Janata Bank POC TJB | [16 empty] | Janata Bank POC TJB
[36 empty] | Black | Jumana Bank Surma Tower |  |  |  |  | Black |  | splitter Black | Black | Fedaral insurance Adomji Court | [9 empty] | Black | [6 empty] | Black | [6 empty] | Black | Green |  |  | 551 | [8 empty] | TJB | [16 empty] | TJB
[82 empty] | 3290 | Nurul | 388 | [10 empty] | ID#151 |  |  |  |  | Nurul
[36 empty] | Yellow | [5 empty] | Green |  |  | Yellow | [10 empty] | Yellow | [6 empty] | Yellow | [6 empty] | Yellow | Blue |  |  | 3472 |  | ID#904 | [6 empty] | Blue | Slate | [15 empty] | Slate
[35 empty] | 1 | Violet | [5 empty] | Brown |  |  | Violet | NRB Commercial Bank Primary link | [9 empty] | Violet | [6 empty] | Violet | [6 empty] | Violet | Orange |  |  | 3472 | [7 empty] | NRB Bank | Orange | Blue | [8 empty] | Orange | Green | [5 empty] | Green |  |  |  | Cable Comes from EBL Head Office Jibon Bima Tower
[36 empty] | Pink | [5 empty] | Pink | [13 empty] | Pink | [6 empty] | Pink | [6 empty] | Pink | Green | Kamal | [10 empty] | Green | Green | [15 empty] | Green
[36 empty] | Trans | [19 empty] | Trans | OLT Core from POP roof top | [5 empty] | Trans | [6 empty] | Trans | [12 empty] | Trans | Trans | [15 empty] | Trans
[88 empty] | 3178 |  | 3178 |  | 3178 | 3178
[44 empty] | Splitter Blue | Blue | National bank Printers Building | 1
[100 empty] | NRBC Bhaban |  |  |  | 1151 |  |  | NRBC Bhaban | [5 empty] | NRB Comercial H/O Primary Link |  |  | NRB Comercial H/O 2nd link |  |  |  |  | Opp.SEBL/Dhaka Bank Local Office |  |  |  | Nabaraj
[44 empty] | Splitter Orange | Orange | [54 empty] | TJB-1 |  |  |  | Blue |  |  | TJB-2 | [5 empty] | TJB |  |  |  | 2374 |  | ID#2807 | 2474 | Shajahan | 3470 | ID#907B | 3251 | Shajahan
[99 empty] | 3289 |  | 2231 | ID#2901 |  |  |  | 2261 |  | 1938 |  | ID#2807 |  | 1875 | Inside |  |  | Blue | Patchcord | 2nd link |  | 2274 | Blue |  |  |  | Blue
[44 empty] | Splitter Green | Green | [49 empty] | ID#904 |  |  |  |  | Blue | [6 empty] | Blue | [5 empty] | Blue | Patchcord | Primary
[116 empty] | Orange | Patchcord |  |  |  | Orange |  |  |  | Orange
[44 empty] | Slittter Brown | Brown | Jamuna Bank Surma Tower | [53 empty] | Orange |  |  |  |  | 1571 | Blue | Orange | Blue | 1571 | 1571 |  |  | Orange | Patchcord
[116 empty] | Green |  |  |  |  | Green |  |  |  | Green
[44 empty] | Splitter Sate | Slate | [54 empty] | Green | [6 empty] | Green |  | 1571 |  |  |  | Green
[111 empty] | ID#1542 |  |  |  |  | Trans |  |  |  |  | Trans |  |  |  | Trans
[44 empty] | Splitter White | White | [54 empty] | Trans | [6 empty] | Trans |  | 1571 |  |  |  | Trans
Splitter Red
[58 empty] | Printers building goli,left side | [6 empty] | Side of Printers Building | [10 empty] | 7th Floor of Printers Building
TJB
[56 empty] | ID#1132 | 157 |  | 681 |  |  | ID#2927 |  | 115 |  | 8419 |  | ID#3108 | [6 empty] | 8301
[58 empty] | Blue | [6 empty] | Blue | [10 empty] | Blue | [36 empty] | Blue | Cable Comes from Dist-1
[58 empty] | Orange | [5 empty] | Exim Bank | Orange | [10 empty] | Orange | [36 empty] | Orange
[58 empty] | Green | [6 empty] | Green | [10 empty] | Green | [36 empty] | Green
[58 empty] | Brown |  | 121 |  |  |  |  | Trans | [10 empty] | Trans | [36 empty] | Trans
[58 empty] | Slate | [6 empty] | Kormo Songsthan Bank Bhaban Dainik Bangla | [17 empty] | AIBL New Building H/O, Doinek Bangla | [8 empty] | Inside Jamuna Bank Surma Tower
[65 empty] | TJB | [17 empty] | TJB
[58 empty] | Trans |  |  |  |  | ID#735 | 236 | Raton | 1652 | [12 empty] | ID - 6110 |  |  | 1786 | Raton | 332 |  |  | ID#735 |  |  |  | 510 | Amir
[65 empty] | Blue | [17 empty] | Blue | [8 empty] | Blue
Bank of pakistan inside
[46 empty] | Cables comes from Fourzess POP | EBL HO , Jibon bima bhaban,36 Dilkusha to 88 Motijheel Branch/Muktijoddha Kallyan trust | ID#3108 | 8206 | Orange | [9 empty] | TJB |  |  |  |  | Orange | [17 empty] | Orange | [8 empty] | Orange
Nurul
[46 empty] | Cables comes from Fourzess POP |  |  | 8206 | Blue | Blue | 307 |  |  | ID#1181 |  |  |  | 269 | Blue | Primary Link |  |  |  | Green | [17 empty] | Green | [8 empty] | Green
[46 empty] | Cables comes from Fourzess POP |  | ID#1204 | 2020 |  | Orange | 307 | [7 empty] | Orange | 2nd link |  |  |  | Trans | [17 empty] | Trans | [8 empty] | Trans
Splitter 2:8
[31 empty] | Pubali POC |  | NTTN=1733M |  | Bank of Pakisthan POC | [14 empty] | Bank of Pakisthan POC | [9 empty] | Sonali ATIT Club | [7 empty] | Behind City Center Bangle Express
[50 empty] | TJB | [9 empty] | TJB | [7 empty] | TJB
[46 empty] | ID#4553 |  | 7832 |  | Nurul | [7 empty] | 6889 |  | Nurul | 2921 |  | ID#902 |  |  |  | 2996 | Nurul
[36 empty] | Blue | National Bank of Pakisthan , 79 Motijheel Ground Floor | [12 empty] | Blue | [9 empty] | Blue | [7 empty] | Blue
[36 empty] | Orange | EBL HO , Jibon bima bhaban,36 Dilkusha to 88 Motijheel Branch/Muktijoddha Kallyan trust | [12 empty] | Orange | [9 empty] | Orange | [7 empty] | Orange
[36 empty] | Green | SIBL City Center 2nd Link | [11 empty] | Splitter Inport | Green | Blue | 6827 | ID#1635 | [6 empty] | Green | [7 empty] | Green
[36 empty] | Brown | [13 empty] | Brown | [9 empty] | Trans | [7 empty] | Trans
[36 empty] | Slate | [13 empty] | Slate
[36 empty] | white | [13 empty] | white
[36 empty] | Red | [13 empty] | Red
[36 empty] | Black | [13 empty] | Black
[36 empty] | Yellow | [13 empty] | Yellow
[36 empty] | Violet | [13 empty] | Violet
[36 empty] | Pink | [13 empty] | Pink
[36 empty] | Trans | [13 empty] | Trans
Splitter 2:8
[31 empty] | Pubali POC |  | NTTN =1394M | [16 empty] | Motijheel Thana Gate |  |  |  |  | SCBL City center | [5 empty] | SCBL City center
[35 empty] | Motijheel Thana POC | [14 empty] | TJb
[41 empty] | ID#4553 | [6 empty] | 8520 |  |  | 3524 | ID#5358 |  | 3402 |  |  | 161 | ID#2104 |  | 0
[36 empty] | Blue | SCB City center | [11 empty] | Splitter Inport | Blue |  |  |  |  | Blue | [5 empty] | Blue
[36 empty] | Orange | Motijheel to Fouzees POP | [12 empty] | Orange | Blue | 119 |  |  | Orange | [5 empty] | Orange
[56 empty] | Brown | [5 empty] | Brown
[36 empty] | Green | [13 empty] | Green |  |  |  |  | Green | [5 empty] | Green
ID#1307
[36 empty] | Brown | [13 empty] | Brown |  |  |  |  | Trans | [5 empty] | Trans
cable Goes to Fourzees to Motijheel BB
[36 empty] | Slate | [13 empty] | Slate
[36 empty] | white | [13 empty] | white
[36 empty] | Red | [13 empty] | Red
[36 empty] | Black | [13 empty] | Black
[36 empty] | Yellow | [13 empty] | Yellow
[36 empty] | Violet | [13 empty] | Violet
[36 empty] | Pink | [13 empty] | Pink
[36 empty] | Trans | [13 empty] | Trans
[50 empty] | Opp Anser camp |  |  |  | Tangail Chomchom,R.k mission Road
[35 empty] | Inquilab E/p | [14 empty] | TJB |  |  |  | TJB
[48 empty] | 2324 |  | Monir | 1655 |  | 2163 | Monir
[36 empty] | Blue | Brac Bank Wari ATM, 6 fullar street, Bukltala Complex, Ground floor | [12 empty] | Blue |  |  |  | Blue
[36 empty] | Orange | ACI, Jatrabari-2, H # 33, Shahed Faruk Road, Uttar Jatrabari | [12 empty] | Orange |  |  |  | Orange
[36 empty] | Green | BOC : Postogola Sales Center, Foridabad, Postogola , P.O: Faridabad, Postogola, Dhaka (Near Postgola Bridge) | [12 empty] | Green |  |  |  | Green
[36 empty] | Brown | Al Arafah Bank, Pagla, Narayangong , Pagla Branch, Afser Karim Bhaban,Talitula,Pagla,Dhaka | [12 empty] | Brown |  |  |  | Brown
[36 empty] | Slate | Al Arafah Bank, 6 Shaheed faruque road, West jatrabari | [12 empty] | Slate |  |  |  | Slate
[36 empty] | white | [13 empty] | white |  |  |  | white
[36 empty] | Red | [13 empty] | Red |  |  |  | Red
[36 empty] | Black | [13 empty] | Black |  |  |  | Black
[36 empty] | Yellow | [13 empty] | Yellow |  |  |  | Yellow
[36 empty] | Violet | [13 empty] | Violet |  |  |  | Violet
[36 empty] | Pink | [13 empty] | Pink |  |  |  | Pink
[36 empty] | Trans | [13 empty] | Trans |  |  |  | Trans
[31 empty] | Pubali POC |  | NTTN |  | Janata Bank Bhaban POC | [14 empty] | Janata Bank POC TJB
TJB
[48 empty] | 440 |  | Nurul
[36 empty] | Blue | [13 empty] | Blue
Janata bank bot tree
[36 empty] | Orange | [13 empty] | Orange | [5 empty] | TJB
Nurul
[36 empty] | Green | EBL HO Jibon Bima Bhaban(3rd Floor) to 88 Motijheel Branch/Mukti joddha kollyan Trust | [12 empty] | Green | 72 |  |  |  |  | Blue |  | See Motijheel Unoos tower file
[36 empty] | Brown | [13 empty] | Brown | [5 empty] | Orange |  | See Motijheel Unoos tower file
DSE building, 4th floor
[36 empty] | Slate | Motijheel Pop connected with mouchak Wimax pop via santinagar poc | [12 empty] | Slate | 72 |  |  |  |  | Green | [9 empty] | TJb
[63 empty] | 452 |  | 550 | Blue
[36 empty] | white | [13 empty] | white | [5 empty] | Brown
[36 empty] | Red | [13 empty] | Red | [5 empty] | Slate
[36 empty] | Black | [13 empty] | Black | [5 empty] | Trans
[63 empty] | 452 |  | 550 | Orange
[36 empty] | Yellow | [13 empty] | Yellow
[36 empty] | Violet | [13 empty] | Violet
[36 empty] | Pink | [13 empty] | Pink
Caable Comes from Unoos Center backbone
[36 empty] | Trans | [13 empty] | Trans
ID#75
Splitter 2:16
[31 empty] | Pubali POC |  | NTTN =1749M |  | DSE Rooftop Bamboo | [14 empty] | NSC Building | [20 empty] | Rahman Chember |  |  |  |  | Ispahani Sales Center 14/15 Motijheel | [6 empty] | 7 / 8 Motijheel
[50 empty] | TJB | [20 empty] | TJB |  |  |  |  | TJB | [6 empty] | TJB
[46 empty] | ID#929 | 4152 |  |  | Sumon | 2149 | [16 empty] | ID - 5292 |  | 1922 |  | 1788 |  | ID - 1307 | 1836 | Raton | 5852 |  | ID - 2275 |  |  | 5959 | Raton | 2177 |  | ID - 709 | Cable Goest To Mutual Trust Bank POC
[36 empty] | Blue | (Hazi Ahmed) 28 dilkusha to DSE | [12 empty] | Splitter up link | [22 empty] | 749 |  |  | Blue | [6 empty] | Blue
[36 empty] | Orange | Prudential Capital Ltd, 28 Dilkusha, 17floor, Room-1604, Motijheel to DSE Annex Building 6th Floor, Room-728, RNI Securities) | [9 empty] | Orange |  |  | SPL-Slate=12 Orange | 2149 | [18 empty] | Secura | Orange=Blue |  |  |  |  | Orange | [5 empty] | Meghna Bank | Orange
[36 empty] | Green | Dhaka Bank connectivity with DSE ATM | [8 empty] | Trans | Splitter Inport |  |  | Spliter - Red=12Green | [20 empty] | Green=Orange |  |  |  |  | Green | [6 empty] | Green
[36 empty] | Brown | (Hazi ahmed ) Modhumita cinema hall to DSE | [9 empty] | Brown |  |  | Splitter Green=12Brown | [19 empty] | Planet - 3rd Floor | Brown=Green |  |  |  |  | Trans | [6 empty] | Trans
[36 empty] | Slate | FSIBL, 9/I Motijheel, Beside DSE Building | [12 empty] | Spliter Slate=12Slate | [19 empty] | Planet - 5th Floor | Slate=Blue
[36 empty] | white | [13 empty] | Splitter
[36 empty] | Red | [13 empty] | SPL-Blue
[36 empty] | Black | [13 empty] | SPLOrange
[36 empty] | Yellow | [13 empty] | SPL-Green
[36 empty] | Violet | [13 empty] | SPL- Brown
Pink
[56 empty] | DSE |  |  |  | Bank Asia
[36 empty] | Trans | [19 empty] | TJB |  |  |  | TJB
[52 empty] | 8647 | ID-3108 |  | 8623 | Raton | 6049 | ID-2275 | 5954 | Raton | 8586 | ID - 3108
[50 empty] | Splitter Blue | Blue | 8647 |  |  |  | Blue |  |  |  | Blue
ID#3108
[56 empty] | Orange |  |  |  | Orange
[56 empty] | Green |  |  |  | Green
[56 empty] | Trans |  |  |  | Trans
[31 empty] | Pubali POC | NTTN =1538M |  |  | Modhumita Cinema Hall POC | [10 empty] | Modhumita POC | [17 empty] | Modhumita Cinema Hall | [17 empty] | Modhumita Cinema Hall Tea Stall |  |  |  |  | Front of AIBL Branch Gate
[46 empty] | TJB | [17 empty] | TJB |  |  |  |  | Splitter 1:8 | [12 empty] | TJB |  |  |  |  | TJB
[39 empty] | ID - 4544 | [5 empty] | 3330 | Raton | 3330 |  |  | ID - 4544 | [12 empty] | 3378 | Kamol | [7 empty] | 570 | [5 empty] | ID#473 |  |  | 241 | Kamol | 65 |  | ID-1472 | 4 | Monir
[36 empty] | Blue | AIBL Motijheel Branch Rahman Manson | [8 empty] | Blue | [17 empty] | Blue |  |  |  |  | Spl-1 | Blue | Blue | AIBL ATM | [9 empty] | Blue |  |  |  | AIBL Branch | Blue
[36 empty] | Orange | [9 empty] | Orange | [17 empty] | Orange | [5 empty] | Orange | Orange | AIBL Motijheel Branch | [9 empty] | Orange |  |  |  | AIBL ATM | Orange
[36 empty] | Green | Al Arafah bank, Rahman Manson ATM | [8 empty] | Green | [17 empty] | Green | [5 empty] | Green | Green | Sinha Securities | [9 empty] | Green |  |  |  | Sinha Securities | Green
8501
[36 empty] | Brown | (Hazi ahmed ) Modhumita Cinema Hall to DSE | [7 empty] | Splitter Inport | Brown | [17 empty] | Brown |  |  | Blue | Inport Splitter |  | Trans | Trans | SIBL Securities | [9 empty] | Trans |  |  |  | SIBL Securities | Trans
[36 empty] | Slate | [9 empty] | Slate | [17 empty] | Slate |  |  |  |  | Spl-2 | Blue | Blue
[36 empty] | white | [9 empty] | white | [17 empty] | white | [5 empty] | Orange | Orange
[36 empty] | Red | [9 empty] | Red | [17 empty] | Red | [5 empty] | Green | Green
[36 empty] | Black | [9 empty] | Black | [17 empty] | Black | [5 empty] | Brown | Trans
[36 empty] | Yellow | [9 empty] | Yellow | [17 empty] | Yellow
[36 empty] | Violet | [9 empty] | Violet | [17 empty] | Violet
[36 empty] | Pink | [9 empty] | Pink | [17 empty] | Pink
[36 empty] | Trans | [9 empty] | Trans | [17 empty] | Trans
Peoples Building Summit Box
[37 empty] | 5418 |  | ID#1334 | [14 empty] | Cable Goes to Peoples Backbone
Blue
Orange
Green
Trans
Note on DG7: South East Bank 1st Link connected from Motijheel POP 4Blue=4Blue
Note on DX7: South East Bank 1st Link connected from Motijheel POP 4Blue=4Blue
Note on ES7: South East Bank 1st Link connected from Motijheel POP (486-545)4Blue=4Orange
Note on DG9: BLI Capital ltd.
Note on ES9: South East Bank, 2nd Link Eunoos Center 4th Floor connected from Motijheel POP 4Green=4Orange
Note on DG13: Asia Insurance Limited - Dilkusha Branch: Eunoos Trade Centre (L-18), 52-53, Dilkusha C/A,, Motijheel, Dhaka - ERM - 9654 Connected from Motijheel OLT SpliterGreen+12Green
Note on DS21: BLI Capital ltd.
Note on EB21: BLI Capital ltd.
Note on EP21: BLI Capital ltd.
Note on EU24: South East Bank, 2nd Link Eunoos Center 4th Floor connected from Motijheel POP 4Green
Note on EW24: South East Bank 1st Link connected from Motijheel POP 4Blue
Note on DS29: Asia Insurance Limited - Dilkusha Branch: Eunoos Trade Centre (L-18), 52-53, Dilkusha C/A,, Motijheel, Dhaka - ERM - 9654 Connected from Motijheel OLT 12Green+12Slate
Note on EB29: Asia Insurance Limited - Dilkusha Branch: Eunoos Trade Centre (L-18), 52-53, Dilkusha C/A,, Motijheel, Dhaka - ERM - 9654 Connected from Motijheel OLT 12core Slate + 04core Blue (461-----iD-2277-------383) Raton
Note on AJ53: Dhaka Bank Sara tower 1st Link Connected from Motijheel POP OLT Spliter + (Blue Tube) Blue
Note on X55: National Credit & Commerce Bank Ltd. Installation Location: NCC Bhaban (11th floor, SWIFT Operations), 13/1, 13/2 Toyenbee Circular Road, Motijhee C/A, Motijheel, Dhaka, connected from Motijheel POP 24 core
Note on DQ56: NCC Bank HO, 7-8 Motijheel, connected from Motijheel pop via pubali poc 4Blue=4Blue
Note on X61: Motijheel POP connected with Malitola Wimax POP via Pubali POC & Fulbaria EP
Note on X63: Author:
Note on X65: Author:
Note on X67: SIBL City Center 2nd Link connected Motijheel POP via Pubali POC & Bank of Pakistan POC
Note on AV69: Agrani Bank - Motijheel I/A, Dhaka1000, Motijheel, Dhaka, connected Motijheel POP 24Core (Green Tube)Blue = 04 Blue (2450 -----ID-506-2380)Sumon
Note on X78: Author:
Note on AI84: 1.AIBL Rahman Mansion 2.AIBL Rahman Mansion ATM 3.Sinha Securities 4.SIBL Securitiees
Note on AI86: 1.Meghna Bank Motijheel Branch
Note on X94: Author:
Note on X96: 1.Dhaka Bank DSE 2.Shanta Securities 3.Shaymol Securities 4.Tobbarak Securities
Note on AI96: 1.DBBL Senakollan 2.Al-Muslim 3.
Note on X98: Trust Bank, NSC tower, 62/3 Purana Polton connected Motijheel POP via Near IFIC Bank POC 24core (White Tube)Green
Note on X100: Author:
Note on AI112: Clients 1.Brac Bank Motijheel 2.AIBL Corporate Office 3.SEBL Motijheel Islamic Banking Brach 4.Kamal Associates 5.Prime Bank 6.Dhaka Bank Adomji Court 7.Fedaral Insurance 8.National Bank Printers Building 9.Jamuna bank Surma Tower 10.Fedaral insurance Adomji Court
Note on AI114: Midland Bank DC
Note on AJ116: Kamal Asociets, Metropolita chember building 2nd floor , 122,124 motijheel connected from Motijheel pop
Note on AI118: Clients 1.Brac Bank Motijheel 2.AIBL Corporate Office 3.SEBL Motijheel Islamic Banking Brach 4.Kamal Associates 5.Prime Bank 6.Dhaka Bank Adomji Court 7.Fedaral Insurance 8.National Bank Printers Building 9.Jamuna bank Surma Tower 10.Fedaral insurance Adomji Court
Note on CY118: Author:
Note on DH118: DBBL 19th Fl. People’s Insurance to Head Office Sena Kalyan Bhaban, (DATA) connectivity via Pubali poc 12(Tuble-Blue)Blue=6Blue
Note on DQ118: Al-Muslim
Note on FC118: DBBL 19th Fl. People’s Insurance to Head Office Sena Kalyan Bhaban, (DATA) connectivity via Pubali poc 12(Tuble-Blue)Blue=6Blue
Note on FI118: DBBL 19th Fl. People’s Insurance to Head Office Sena Kalyan Bhaban, (DATA) connectivity via Pubali poc 12(Tuble-Blue)Blue=6Blue
Note on FM118: DBBL 19th Fl. People’s Insurance to Head Office Sena Kalyan Bhaban, (DATA) connectivity via Pubali poc 4Blue=4Blue
Note on GA118: DBBL 19th Fl. People’s Insurance to Head Office Sena Kalyan Bhaban, (DATA) connectivity via Pubali poc 4Blue
Note on DQ120: Al-Muslim, connected from Motijheel POP via pubali poc Spl Blue=4Orange
Note on FC120: Al-Muslim, connected from Motijheel POP via pubali poc 12(Tuble-Blue)Orange=6Orange
Note on FI120: Al-Muslim, connected from Motijheel POP via pubali poc 12(Tuble-Blue)Orange=6Orange
Note on FM120: Al-Muslim, connected from Motijheel POP via pubali poc 12(Tuble-Blue)Orange=6Orange
Note on GA120: Author:
Note on CY122: Author:
Note on DH122: DBBL 19th Fl. People’s Insurance to Head Office Sena Kalyan Bhaban, (Internet) connectivity via Pubali poc 12(Tuble-Blue)Green=6Green
Note on DQ122: Author:
Note on FC122: DBBL 19th Fl. People’s Insurance to Head Office Sena Kalyan Bhaban, (Internet) connectivity via Pubali poc 12(Tuble-Blue)Green=6Green
Note on FI122: DBBL 19th Fl. People’s Insurance to Head Office Sena Kalyan Bhaban, (Internet) connectivity via Pubali poc 12(Tuble-Blue)Green=6Green
Note on FM122: DBBL 19th Fl. People’s Insurance to Head Office Sena Kalyan Bhaban, (Internet) connectivity via Pubali poc 6Green=4Trans
Note on FC124: Author:
Note on FI124: 4Trans=6Brown
Note on FM124: 6Brown=4Orange
Note on GA124: DBBL 19th Fl. People’s Insurance to Head Office Sena Kalyan Bhaban, (Internet) connectivity via Pubali poc 4Trans
Note on GA134: Al-Muslim, Sana kallyan Bhabon 18th floor connected from Motijheel POP 6Blue=6Blue(806-xx)60m
Note on CY166: Author:
Note on CY168: Author:
Note on CY172: Author:
Note on CY178: IBBL 2nd link connected from D-Bangla POP via Summit and F@H 12Blue+4Blue 12 Red
Note on ET185: SEBL Islami Banking Motijheel connected from Motijheel pop via pubali poc 12Orange+4Blue(3047---------------Raton----------3007)ID#1911
Note on ET187: Al-Arafha Islami Bank Corporate Office Branch, 125 Motijheel connected from Motijheel POP via pubali poc 4Blue
Note on DE202: Brac Bank , 107 motijheel connected from Motijheel pop via pubali poc 12Blue=12Blue
Note on DG202: Brac Bank , 107 motijheel connected from Motijheel pop via pubali poc 12Blue=12Blue
Note on EG202: Brac Bank , 107 motijheel connected from Motijheel pop via pubali poc (4714---------Raton------ID - 2369---4542)4Blue=12Blue
Note on DG204: SEBL Branch Motijheel
Note on EG204: SEBL Islami Banking Motijheel connected from Motijheel pop via pubali poc 12Orange+4Blue(3082---------------Raton----------3007)ID#1911
Note on DH206: Al-Arafha Islami Bank Corporate Office Branch, 125 Motijheel connected from Motijheel POP via pubali poc 12Green=12Green
Note on EG206: Al-Arafha Islami Bank Corporate Office Branch, 125 Motijheel connected from Motijheel POP via pubali poc 12 Green+4Orange
Note on EW206: Prime Bank Head Office, Admjee court Annex Building-2, 119/120 Motijheel C/A , Dhaka-1000 connected from Motijheel POP 4Blue=4Blue2013) -----xxxx)ID#1691
Note on EW208: Dhaka Bank-Local Office, Adamji Court Branch (Personal Banking Monitoring) Adomji Court 115/120 Motijheel C/A, Dhaka connected from Motijheel POP 4Orange+4Blue)1123 ---- 1139)ID#478
Note on DE210: Exim Bank, 6Rajuk ave. connected with Motijheel Base via Pubali POC 6Orange=12Slate
Note on DH210: Prime Bank Head Office, Admjee court Annex Building-2, 119/120 Motijheel
Note on EW210: Fedaral insurance Adomji Court 12Black+4Blue(02------------132)ID#0032
Note on CY212: Clients
Note on DH212: Dkhaka Bank Adomji Court Branch
Note on CW214: Clients 1.Brac Bank Motijheel 2.AIBL Corporate Office 3.SEBL Motijheel Islamic Banking Brach 4.Kamal Associates 5.Prime Bank 6.Dhaka Bank Adomji Court 7.Fedaral Insurance 8.National Bank Printers Building 9.Jamuna bank Surma Tower
Note on DE214: National bank , Printers Building (8th Floor), 5 Rajuk Ave. connected from Motijheel Base via Pubali POC 6Blue=12Red
Note on DH214: Federal Insurance Co. Ltd. - Chamber Building (2nd Floor), 122-124, Motijheel C/A, Motijheel, Dhaka,
Note on EG214: Federal Insurance Co. Ltd. - Chamber Building (2nd Floor), 122-124, Motijheel C/A, Motijheel, Dhaka, 12Red+04Blue (3118------ID-904-------Behind Metropoliton TJB Raton 3033+2078---------ID#1451----------2120)
Note on DE216: Jumana Bank Surma Tower connected from Motijheel Base via Pubali POC 6Brown=12Black
Note on EG216: Fedaral insurance Adomji Court 12Black+4 Green
Note on DH218: Muchak to Motijheel Backbone link
Note on EG218: Muchak to Motijheel Backbone link
Note on EV218: Motijheel Pop connected with mouchak Wimax pop via santinagar poc Green=12Slate
Note on FN218: Motijheel Pop connected with mouchak Wimax pop via santinagar poc 12Slate
Note on DH220: NRB Comercial Bank H/O Primary link
Note on EG220: NRB Comercial Bank H/O Primary link
Note on EV220: NRB Commercial Bank H/O Primary link
Note on FH220: EBL HO Jibon Bima Bhaban(3rd Floor) to 88 Motijheel Branch/Mukti joddha kollyan
Note on FN220: EBL HO Jibon Bima Bhaban(3rd Floor) to 88 Motijheel Branch/Mukti joddha kollyan
Note on EH222: Kamal Asociets, Metropolita chember building 2nd floor , 122,124 motijheel connected from Motijheel pop 4Green+4Blue (2223---------------2189)2Tran (ID # 2814) Raton 02Blue=12Brown
Note on EW222: Kamal Asociets, Metropolita chember building 2nd floor , 122,124 motijheel connected from Motijheel popsain:
Note on DG226: Author:
Note on DH226: Natinal Bank Ltd. Printers Building, 5 Rajuk Avenue,
Note on DH232: Jamuna Bank Surma Tower Primary link
Note on GA232: EBL p2P link
Note on FN234: Kamal Asociets, Metropolita chember building 2nd floor , 122,124 motijheel connected from Motijheel pop
Note on GA234: Kamal Asociets, Metropolita chember building 2nd floor , 122,124 motijheel connected from Motijheel pop
Note on DG238: Verval Electronics Splitter Red+4Blue(321-------------499)ID#34
Note on DU243: National bank , Printers Building (8th Floor), 5 Rajuk Ave. connected from Motijheel Base via Pubali POC 4Blue=6Blue
Note on EB243: National bank , Printers Building (8th Floor), 5 Rajuk Ave. connected from Motijheel Base via Pubali POC
Note on EO243: National bank , Printers Building (8th Floor), 5 Rajuk Ave. connected from Motijheel Base via Pubali POC4lue+Blue (--------------------) 4Orange+4Orande
Note on DU245: Exim Bank, 6Rajuk ave. connected with Motijheel Base via Pubali POC 4Orange=6Orange
Note on EB245: Exim Bank, 6Rajuk ave. connected with Motijheel Base via Pubali POC 4Orange=4Orange(1460-1607)
Note on DU247: Trust Bank , NSC tower, 62/3 Purana polton connected from Motijheel pop via pubali POC ID# 0081 (1900-1680)4Blue=6Green
Note on GQ247: Kamal Asociets, Metropolita chember building 2nd floor , 122,124 motijheel connected from Motijheel pop
Note on DU249: Jumana Bank Surma Tower connected from Motijheel Base via Pubali Poc 6Brown=4Blue
Note on EB254: Jumana Bank Surma Tower connected from Motijheel Base via Pubali Poc 4Blue=4Blue
Note on EV254: Jumana Bank Surma Tower connected from Motijheel Base via Pubali Poc 4Blue=4Blue
Note on FE254: Jumana Bank Surma Tower connected from Motijheel Base via Pubali Poc 4Blue=4Blue
Note on DM256: EBL HO , Jibon bima bhaban,36 Dilkusha to 88 Motijheel Branch/Muktijoddha Kallyan trust P2P via Janata bank poc 12Orange=6Violet(1885-1948)ID-c196
Note on DM258: National Bank of Pakisthan , 79 Motijheel Ground Floor connecter from Motijheel pop via pubali poc 4 Blue=4Blue
Note on CY267: Author:
Note on DW267: SIBL City Center 2nd Link connected Motijheel POP via Pubali POC & Bank of Pakistan POC 4Blue+4Blue
Note on EE267: SIBL City Center 2nd Link connected Motijheel POP via Pubali POC & Bank of Pakistan POC 4Blue+4Blue (9569---B--7029)Jewel ID#1635
Note on CY269: EBL HO , Jibon bima bhaban,36 Dilkusha to 88 Motijheel Branch/Muktijoddha Kallyan trust P2P via Janata bank poc 12Orange
Note on CY271: SIBL City Center 2nd Link connected Motijheel POP via Pubali POC & Bank of Pakistan POC
Note on DM271: SIBL City Center 2nd Link connected Motijheel POP via Pubali POC & Bank of Pakistan POC 12Green+4Blue (6825
Note on CY300: Author:
Note on DM300: City center to Motijheel POP 12Blue=12Blue
Note on DR300: City center to Motijheel POP 12 Blue+24core(Tube-Brown)Blue
Note on DX300: City center to Motijheel POP 24core(Tube-Brown)Blue
Note on CY302: Motijheel POP Connected From Fourzees POP Motijheel POP via Pubali POC via Motijheel Thana POC
Note on DM302: Motijheel POP Connected From Fourzees POP Motijheel POP via Pubali POC via Motijheel Thana POC 12Orange+4Blue
Note on DM369: Brac Bank Wari ATM, 6 fullar street, Bukltala Complex, Ground floor
Note on DQ369: Brac Bank Wari ATM, 6 fullar street, Bukltala Complex, Ground floor
Note on DM371: ACI, Jatrabari-2, H # 33, Shahed Faruk Road, Uttar Jatrabari connected from Motijheel pop via pubali poc 12Orange=12Orange
Note on DQ371: ACI, Jatrabari-2, H # 33, Shahed Faruk Road, Uttar Jatrabari connected from Motijheel pop via pubali poc 12Orange=12Blue
Note on DM373: BOC : Postogola Sales Center, Foridabad, Postogola , P.O: Faridabad, Postogola, Dhaka (Near Postgola Bridge) connected from Motijheel POP 12Green=12Green
Note on DQ373: BOC : Postogola Sales Center, Foridabad, Postogola , P.O: Faridabad, Postogola, Dhaka (Near Postgola Bridge) connected from Motijheel POP 12Green=12White
Note on DM375: Al Arafah Bank, Pagla, Narayangong , Pagla Branch, Afser Karim Bhaban,Talitula,Pagla, connected from Motijheel pop via pubali poc 12Brown=12Brown
Note on DQ375: Al Arafah Bank, Pagla, Narayangong , Pagla Branch, Afser Karim Bhaban,Talitula,Pagla, connected from Motijheel pop via pubali poc 12Brown=12Yellow
Note on DM377: Al Arafah Bank, 6 Shaheed faruque road, West jatrabari connected from motijheel pop via pubali poc 12Slate=12Slate
Note on DQ377: Al Arafah Bank, 6 Shaheed faruque road, West jatrabari connected from motijheel pop via pubali poc 12Slate=12Violet
Note on CY408: EBL HO Jibon Bima Bhaban(3rd Floor) to 88 Motijheel Branch/Mukti joddha kollyan Trust P2P via Bank of pakisthan Poc 12Green
Note on DM408: EBL HO Jibon Bima Bhaban(3rd Floor) to 88 Motijheel Branch/Mukti joddha kollyan Trust P2P via Bank of pakisthan Poc 12Green=6Blue
Note on DS408: EBL HO Jibon Bima Bhaban(3rd Floor) to 88 Motijheel Branch/Mukti joddha kollyan Trust P2P via Bank of pakisthan Poc 6Blue=6Blue
Note on DS410: Motijheel Pop connected with mouchak Wimax pop via santinagar poc 6Orange=6Orange
Note on CY412: Motijheel Pop connected with mouchak Wimax pop via santinagar poc 12Slate
Note on DM412: Motijheel Pop connected with mouchak Wimax pop via santinagar poc 12Slate=6Orange
Note on EC413: (Hazi Ahmed) 28 dilkusha to DSE connectivity via pubali poc 4Blue=6Blue
Note on EC419: (Hazi ahmed ) Modhumita cinema hall to DSE connectivity via Modhumita cinema hall POC 4Orange=6Orange
Note on DM442: Secura Bangladesh (SPL+4Blue)(1874---
Note on EH442: Secura Bangladesh 4Blue+4Orange(1618-------------1591)ID#1473
Note on EO442: Meghna Bank - Motijheel Branch Connected From MTJ POP OLT 04Orange + 04 Blue (2177------------ID#709----------2253)ID#709
Note on EV442: Meghna Bank - Motijheel Branch Connected From MTJ POP OLT 04Orange + 04 Blue (2177------------ID#709----------2253)ID#709
Note on CY444: Author:
Note on DM444: Meghna Bank - Motijheel Branch Connceted from MTJ POP OLT Spliter Red + 04 Orange
Note on DM446: Planet Information Technology Solution Ltd - Shandani Finance- 16 Motijheel C/A (4th Floor), Dhaka ERM - 9899 Connected from Mtj POP OLT Slpiter Green + 04 Green
Note on EH446: Planet Information Technology Solution Ltd - Shandani Finance- 16 Motijheel C/A (4th Floor), Dhaka ERM - 9899 Connected from Mtj POP OLT 04 Green + 04 Blue (1859-----ID-034-----------1701)Zahid
Note on DM448: Planet Information Technology Solution Ltd - Sandhani Life Insurance Co Ltd,16 motijheel, Commercial Area, 5th Floor., Motijheel, Dhaka ERM - 10550 Connected From Mtj POP OLT Spliter Slate+12Slate
Note on EH448: Planet Information Technology Solution Ltd - Sandhani Life Insurance Co Ltd,16 motijheel, Commercial Area, 5th Floor., Motijheel, Dhaka ERM - 10550 Connected From Mtj POP OLT 12Slate=04Blue (2518-----ID-059-----2640)Sumon
Note on DM450: Dhaka Bank DSE branch connected from Motijheel pop via pubali poc 12Green=6Blue(29-88)
Note on DM452: Shanta Securitis Connected from Motijheel POP12Orange=4Blue(300-----------ID#2232--------inside---400-)
Note on DM454: Shymol Equity DSE HEAD OFFICE, Room No # 319 (2nd Floor), DSE Annex Building 9/E, Motijheel C/A, SPL-Orange=4Blue(7913-----ID#8506-------- )
Note on DM456: Tobbarak SPL Green=4Blue(5935-------------------5854)ID#3101 5th Floor
Note on DM458: M Securities Motijheel (2108-----------------------------------------------------2064)ID#2901
Note on CY481: AIBL Motijheel Branch Rahman Manson connected from Motijheel POP via Pubali POC via Modhumita Cinema Hall POC 12Blue
Note on EH481: Al Arafah bank, Rahman Manson ATM connected from Motijheel POP via Pubali POC via Modhumita Cinema Hall POC Spl Blue=4Blue
Note on EU481: Al Arafah bank, Rahman Manson ATM connected from Motijheel POP via Pubali POC via Modhumita Cinema Hall POC 4Blue=4Blue
Note on EZ481: Al Arafah bank, Rahman Manson ATM connected from Motijheel POP via Pubali POC via Modhumita Cinema Hall POC 4Blue=4Blue (1863--1809)
Note on EA483: Splitter Main core
Note on EH483: AIBL Motijheel Branch Rahman Manson connected from Motijheel POP via Pubali POC via Modhumita Cinema Hall POC Spl Orange=4Orange
Note on EU483: AIBL Motijheel Branch Rahman Manson connected from Motijheel POP via Pubali POC via Modhumita Cinema Hall POC 4Orange=4Orange
Note on EZ483: AIBL Motijheel Branch Rahman Manson connected from Motijheel POP via Pubali POC via Modhumita Cinema Hall POC 4Orange=4Orange (5311+xx) ID#2430
Note on CY485: Al Arafah bank, Rahman Manson ATM connected from Motijheel POP via Pubali POC via Modhumita Cinema Hall POC 12Green
Note on EH485: Sinha Securities Motijheel Connected from Motijheel OLT
Note on EU485: Sinha Securities Motijheel Connected from Motijheel OLT
Note on EZ485: Sinha Securities Motijheel Connected from Motijheel OLT 4Green+4Blue(6202-----------6252)ID#3101
Note on EH487: SIBL Securities Connected from Motijheel POP
Note on EZ487: SiBL Securities Rahman Mansion4Trans+4Blue(2039=---------------------1966)ID#2009
Note on EH489: Bank Asia Securities Spl Blue+4Blue(2593---------------------------------2787)ID#32

## Malitola POP
Malitola POP Fiber Box 7-8 Nababpur Road, Anwar Tower
[96 empty] | 4868 |  |  |  | 4972 |  |  | 4972
[97 empty] | Blue |  |  |  |  | Blue
[97 empty] | Orange |  |  |  |  | Orange
[94 empty] | DBBL Tipu Sultan |  |  | Green |  | Zyzel-17 | Zyzel-6 |  | Green | IBBL Islampurt Atm-2
[94 empty] | Monno Ceramics |  |  | Brown | 1310 | Zyzel-18 |  |  | Brown | Prime Bank - Sutrapur
[94 empty] | Salvo Chamical CH Res. |  |  | Slate | MC - 1310 | Zyzel-10 | Zyzel-7 |  | Slate | Etihad Airways - 54/1,Becharam Dewry, Lalbagh, Dhaka
[94 empty] | Dhaka Bank - Wari |  |  | White | FMC - 14 | Zyzel-6 |  |  | White | Meghna Bank
[94 empty] | AIBL Nawabpur Branch |  |  | Red | MC-1310 | Zyzel-12 | Zyzel-8 | MC-1310 | Red | AIBL North South Road
[94 empty] | IBBL Nawabpur ATM |  |  | Black | MC-1310 | Zyzel-13 | Zyzel-9 | MC-1310 | Black | AIBL Islampur
[94 empty] | IBBL - Nawabpur |  |  | Yellow | MC - 1310 |  |  | MC-1310 | Yellow | DBBL - NAYABAZAR BR ATM |  |  |  | Orange
[94 empty] | SEBL Bongshal Branch |  |  | Violet | MC-1310 | Zyzel-14 | BB S/W-20 |  | Violet | AIR TEL
[94 empty] | Salvo Chamical |  |  | Pink | MC - 1310 | Zyzel-20 | Zyzel-16 | MC-1310 | Pink | IBBL Lalbagh
[97 empty] | Transparent |  |  | Zyzel-11 | MC-1310 | Transparent | Basic Bank Bongshal
[87 empty] | Roof Top Malitola POP | [9 empty] | Malitola Wimax POP 7-8 Nababpur Road, Anwar Tower | [9 empty] | Roof Top Malitola POP | [44 empty] | Brac Bank Branch Bishal Hafiz Sharif Market
TJB
[152 empty] | Sajahan | 2917 | [8 empty] | ID - 1501
[152 empty] | Blue | IBBL Wisegat Branch
[85 empty] | ID-5445 | 393 |  | 397 |  | ID#5445 | [5 empty] | 420 | [7 empty] | ID-5410 |  | 926 |  | 923
[87 empty] | Blue | [9 empty] | Blue |  | Blue | 940 | [6 empty] | Blue | [44 empty] | Orange | IBBL Wisegat ATM
[87 empty] | Orange | [9 empty] | Orange |  | Orange | [7 empty] | Orange | [44 empty] | Green
[87 empty] | Green | Green | 4921 | [7 empty] | Green |  | Green | [5 empty] | 4917 | Green | Green | [44 empty] | Brown
[136 empty] | Paragoan Optics Side of Sumona Hospital | [29 empty] | AB Bank ATM 28 Patuatali Road |  |  |  | Jahangir Tower Islampur H#114-116
[87 empty] | Brown | Brown | 4921 | [7 empty] | Brown |  | Brown | [5 empty] | 4917 | Brown | Brown | [28 empty] | TJB | [29 empty] | TJB |  |  |  | TJB
[136 empty] | Sumon | 445 | [26 empty] | ID#941 | 243 | Sumon | 240 | ID#941 | 3 | Sumon | 979 | ID#941
[8 empty] | Pubali POC |  | Fulbaria EP | [76 empty] | Slate | Slate | 4921 | [7 empty] | Slate |  | Slate | [5 empty] | 4917 | Slate | Slate | [28 empty] | Blue | [29 empty] | Blue |  |  |  | Blue
[10 empty] | ID-4124 | [76 empty] | White | White | 4921 | [7 empty] | White |  | White | [5 empty] | 4917 | White | White | [28 empty] | Orange | [27 empty] | Blue | 3150 | Orange |  |  |  | Orange
[8 empty] | Blue | NTTN=2856M | Blue
[87 empty] | Red | Red | 4921 | [7 empty] | Red |  | Red | [5 empty] | 4917 | Red | Red | [28 empty] | Green | [29 empty] | Green |  |  |  | Green
[5 empty] | Cable comes from Motijheel POP See Motijheel to Summit | [81 empty] | Black | Black | 4921 | [7 empty] | Black |  | Black | [5 empty] | 4917 | Black | Black | [28 empty] | Brown | IBBl Sadargat | [28 empty] | Brown |  |  |  | Brown
[10 empty] | Blue | [76 empty] | Yellow | Yellow | 4921 | [7 empty] | Yellow |  | Yellow | [5 empty] | 4917 | Yellow | Yellow | [28 empty] | Slate | [29 empty] | Slate |  |  |  | Slate
2224
[87 empty] | Violet | Violet | 4921 | [7 empty] | Violet |  | Violet | [5 empty] | 4917 | Violet | Violet | [24 empty] | Leanth from Imamgonj POP |  |  |  | White | [29 empty] | White |  |  |  | White
[10 empty] | Fulbaria super market POC TJB amir | [121 empty] | From | To | Total
[10 empty] | 3 | [76 empty] | Pink | Pink | 4921 | [7 empty] | Pink |  | Pink | [5 empty] | 4917 | Pink | Pink | [24 empty] | 1083 | 991 | 92 |  | Red | [29 empty] | Red |  |  |  | Red
[10 empty] | Blue | [121 empty] | 2224 | 1902 | 322
[87 empty] | Transparent | Transparent | 4921 | [7 empty] | Transparent |  | Transparent | [5 empty] | 4917 | Trans | Transparent | [24 empty] | 1895 | 1841 | 54 |  | Black | [29 empty] | Black |  |  |  | Black
[65 empty] | 179 | 118 | 61 | [64 empty] | 998 | 965 | 33
[65 empty] | 434 | 319 | 115 | [64 empty] | 2678 | 2617 | 61 |  | Yellow | [29 empty] | Yellow |  |  |  | Yellow
[65 empty] | 101 | 49 | 52 | [12 empty] | 181 | [51 empty] | 2596 | 2359 | 237
[65 empty] | 370 | 272 | 98 | [6 empty] | Tarek Center TJB | [34 empty] | ID-5410 | ID-5410 | ID-5410 | ID-5410 | ID-5410 | ID-5410 | ID-5410 | ID-5410 | ID-5410 | ID-5410 | ID-5410 | ID-5410 | [11 empty] | 2357 | 2226 | 131 |  | Violet | [29 empty] | Violet |  |  |  | Violet
[65 empty] | 1231 | 990 | 241 | [64 empty] | 1988 | 1899 | 89
[132 empty] | 1072 | 1012 | 60 |  | Pink | [29 empty] | Pink |  |  |  | Pink
[80 empty] | 179 | [51 empty] | 939 | 872 | 67
[136 empty] | Transparent | [27 empty] | Orange | 3150 | Transparent |  |  |  | Transparent
ID - 5445
[10 empty] | ID - 612 / 3184 | [66 empty] | Green | Brown | Slate | White |  |  | Yellow | Pink
[115 empty] | White | Slate | Brown | Green | Orange | Blue | [79 empty] | ID - 3003
M - 3353
[74 empty] | 118 |  |  | 118 | 118 | 118 | 118 | 118 | 118 | 118 | 118 | [9 empty] | 120m
[5 empty] | Al- Manushi General Store/Burgar Hotel |  |  |  | Dhaka Trade Center | [5 empty] | Fulbaria chowrasta DBBL ATM |  |  |  | Star Bakary Fulbaria |  |  |  | Talukder Electric market | [6 empty] | Rahman Electric market |  |  |  | Rajdhani Electric market / Z Alam Radio Electronic |  |  |  | Dhaka Tower Electric market/Pubali Bank |  |  |  | Front of Al Arafah islami bank, Nababpur |  |  |  | Bismilla Machinary Center 82 Nababpur / SIBL |  |  |  | Afroz Enterprize 80 / 80-A Nawabpur | [6 empty] | Al-Abbas Enterprize 52, Nawbpur Road |  |  |  | Rupali Bank 35/37 Nawabpur Road |  |  |  |  | H - 247 ; Union Bank, Nawabpur | [6 empty] | Tarek center , Nababpur | [18 empty] | Tarek center , Nababpur |  |  |  |  | Nababpur Road, Raisaheb bazar Beside Boro Mosjid | [28 empty] | Reza Iron 84 Malitola | [6 empty] | Police Box Tantibazar | [5 empty] | Tati Bazar Mor Muslim Sweet |  |  |  |  | Bangladesh Steel Noia Bazar |  |  |  |  | SIBL Babu Bazar |  |  |  |  | Zinda Bahar Paribarik Kaborstan |  |  |  | Kholna Paper |  |  |  | Khalek And Sons |  |  |  | Janata Bank Armanitola |  |  |  | Prottashi Trade Center Malitola 6/7 | [6 empty] | Babu Bazar Under Bridge Majar |  |  |  |  | Karim Medical Iqbal Market H - 3, Midford Road |  |  |  | Polly Confectionary. 1 Midford Road |  |  |  | Opp.Sonali Bank Midford Road |  |  |  | Opp H-185/8 Midford Road |  |  |  | Arbo Traders Mirport Rd / Shapla Plaza |  |  |  |  | Rocket Chata Immamgonj / Opp of Siraj Tower | [17 empty] | Imamgong POP 84 chokmogol toli Hazi Shiraj tower
[5 empty] | TJB |  |  |  | TJB | 834 |  |  |  |  | TJB |  |  |  | TJB |  |  |  | TJB | [6 empty] | TJB |  |  |  | TJB | [7 empty] | TJB |  |  |  | TJB |  |  |  | TJB |  |  | TJB |  |  |  | TJB |  |  |  | TJB |  |  |  |  | TJB | [6 empty] | Color | 118 | TJB 1 | [16 empty] | TJB 2 |  |  |  |  | Code |  |  | TJB | [20 empty] | Color |  |  |  |  | TJB | [6 empty] | TJB | [5 empty] | Color |  |  |  |  | Color |  |  |  |  | TJB |  |  |  |  | TJB | [5 empty] | 72M |  | Color |  |  |  | Color |  |  |  | Color | [6 empty] | Code |  |  |  |  | TJB |  |  |  | TJB |  |  |  | TJB |  |  |  | Color |  |  |  | TJB
Cable comes from Motijheel POP | 1615 | ID#5487 | ID#281 | 2099 | Jewel | 2231 | ID#7178 | 2450 | Amir |  |  | 8421 | ID$3108 | 8499 | Jewel | 2140 | ID - 7178 | 2229 | Jewel | 5393 | ID#1435 | 5234 | Raton | 729 | ID#2130 |  |  | 612 | 649 | Raton | 5181 | ID#1435 | 5146 | Jewel | 26 | ID#5410 | 63 | Jewel | 703 | ID#496 | 986 | Sumon | 7403 | ID#2877 | 7356 | Sumon | 1001 | ID#496 | 1066 | Raton | 1460 | ID - 269 | Sumon |  | ID#496 | 1231 | Sumon | 370 | ID - 8677 | 272 | Sumon | 49 | ID - 5512 |  | 101 | Sajahan | 319 |  | ID - 496 |  |  | 434 |  |  | Ratan | [11 empty] | 1368 |  | ID#0283 |  | 1323 | Ratan | 1437 |  | ID#0496 | 1541 |  | Sumon | [23 empty] | 1176 | ID#7178 | ID#7178 | 1541 |  | Amir |  |  | 1544 | ID#7178 | 1597 | Zahid | 1628 | ID#7178 |  |  | 1772 | Amir | 1002 |  | ID#5300 | 1159 | Amir | 557 | ID#546 |  | 730 | Sumon | 2976 | ID - 2130 |  | 2879 | Sumon | 771 | ID#546 | 804 |  | xx |  | xxx | Amir | 872 | ID#546 | 939 | Amir | 1012 | ID#2276 | 1072 | Amir | 1988 | ID#558 |  |  |  | 1899 | Shamim | 2252 |  | ID#834 | 2357 | Sumon | 2359 | ID#834 | 2596 | Sumon | 2617 | ID#834 | 2678 | Sumon | 998 | ID#1525 | 965 | Amir | 1841 | ID#834 | 1895 | Raton | 1902 |  | ID#834 | 2224 | [14 empty] | Raton | 1083 | ID#410 | 991
[5 empty] | Blue |  |  |  | Blue | Blue | Blue |  |  |  | Blue |  |  |  | Blue |  |  |  | Blue | [6 empty] | Blue |  |  |  | Blue |  |  |  | Blue |  |  |  | Blue |  |  |  | Blue |  |  |  | Blue |  |  | Blue |  |  |  | Blue |  |  |  | Blue |  |  |  |  | Blue | [6 empty] | Blue | Blue | [17 empty] | Blue |  |  |  | 1943 | Blue | [22 empty] | 690 | Blue |  |  |  |  | Blue |  |  | Blue |  |  |  | Blue | [5 empty] | Blue |  |  |  |  | Blue |  |  |  |  | Blue |  |  |  |  | Blue |  |  |  | Blue |  |  |  | Blue |  |  |  | Blue |  |  |  | Blue | [6 empty] | Blue |  |  |  |  | Blue |  |  |  | Blue |  |  |  | Blue |  |  |  | Blue |  |  |  | Blue |  |  |  |  | Blue | [13 empty] | Blue |  |  | Imamgong Wimax POP connected with Malitola Wimax POP | Blue
[5 empty] | Orange |  |  |  | Orange |  | Orange |  |  |  | Orange |  |  |  | Orange |  |  |  | Orange | [6 empty] | Orange |  |  |  | Orange |  |  |  | Orange |  |  |  | Orange |  |  |  | Orange |  |  |  | Orange |  |  | Orange |  |  |  | Orange |  |  |  | Orange | [11 empty] | Orange | [12 empty] | Orange | [5 empty] | Orange |  |  |  |  | Orange | [23 empty] | Orange |  |  |  |  | Orange |  |  | Orange |  |  |  | Orange | [5 empty] | Orange |  |  |  |  | Orange |  |  |  |  | Orange |  |  |  |  | Orange |  |  |  | Orange |  |  |  | Orange |  |  |  | Orange |  |  |  | Orange | [6 empty] | Orange |  |  |  |  | Orange |  |  |  | Orange |  |  |  | Orange |  |  |  | Orange |  |  |  | Orange |  |  |  |  | Orange | 1661 | Red | [5 empty] | Blue |  |  |  |  | 833 | Orange |  |  | Elephant Road POP To Imamgonj POP | Orange
[5 empty] | Green |  |  |  | Green |  | Green |  |  |  | Green |  |  |  | Green |  |  |  | Green | [6 empty] | Green |  |  |  | Green |  |  |  | Green |  |  |  | Green |  |  |  | Green |  |  |  | Green |  |  | Green |  |  |  | Green |  |  |  | Green | [11 empty] | Green | [18 empty] | Green |  |  |  |  | Green | [19 empty] | Brown |  |  |  | Green |  |  |  |  | Green |  |  | Green |  |  |  | Green | [5 empty] | Green |  |  |  |  | Green |  |  |  |  | Green |  |  |  |  | Green |  |  |  | Green |  |  |  | Green |  |  |  | Green |  |  |  | Green | [6 empty] | Green |  |  |  |  | Green |  |  |  | Green |  |  |  | Green |  |  | IBBL ATM | Green |  |  |  | Green |  |  |  |  | Green | [13 empty] | Green |  |  | Brisk System | Green
[5 empty] | Brown |  |  |  | Brown |  | Transparent |  | 4core |  | Transparent |  |  |  | Brown |  |  |  | Brown | [6 empty] | Brown |  |  |  | Brown |  |  |  | Brown |  |  |  | Brown |  |  |  | Brown |  |  |  | Brown |  |  | Brown |  |  |  | Brown |  |  |  | Brown | [11 empty] | Brown | [12 empty] | Brown | [5 empty] | Brown |  |  |  |  | Brown | [23 empty] | Brown |  |  |  |  | Brown |  |  | Brown |  |  |  | Brown | [5 empty] | Brown |  |  |  |  | Brown |  |  |  |  | Brown |  |  |  |  | Brown |  |  |  | Brown |  |  |  | Brown |  |  |  | Brown |  |  |  | Brown | [6 empty] | Brown |  |  |  |  | Brown |  |  |  | Brown |  |  |  | Brown |  |  |  | Brown |  |  |  | Brown |  |  |  |  | Brown | 1661 | Black | [8 empty] | 833 |  | brown | Brown |  |  | Business Zone / JH Global | Brown
[5 empty] | Slate |  |  |  | Slate | [9 empty] | Slate |  |  |  | Slate | [6 empty] | Slate |  |  |  | Slate |  |  |  | Slate |  |  |  | Slate |  |  |  | Slate |  |  |  | Slate |  |  | Slate |  |  |  | Slate |  |  |  | Slate | [11 empty] | Slate | [12 empty] | Slate | [5 empty] | Slate |  |  |  |  | Slate | 952 | [22 empty] | Slate |  |  |  |  | Slate |  |  | Slate |  |  |  | Slate | [5 empty] | Slate |  |  |  |  | Slate |  |  |  |  | Slate |  |  |  |  | Slate |  |  |  | Slate |  |  |  | Slate |  |  |  | Slate |  |  |  | Slate | [6 empty] | Slate |  |  |  |  | Slate |  |  | Etihad Airways | Slate |  |  |  | Slate | [7 empty] | Slate | SEBL-Imamgonj |  |  |  | Slate | 1661 | Slate | [11 empty] | Slate |  |  |  | Slate
[5 empty] | White |  |  |  | White | [9 empty] | White |  |  |  | White | [6 empty] | White |  |  |  | White |  |  |  | White |  |  |  | White | Salvo Chemical |  |  | White |  |  |  | White |  |  | White |  |  |  | White |  |  |  | White |  |  |  |  | White |  |  |  |  | White |  | White | Pink | [11 empty] | White | [5 empty] | White |  |  |  |  | White | [23 empty] | White |  |  |  |  | White |  |  | White |  |  |  | White | [5 empty] | White |  |  |  |  | White |  |  |  |  | White |  |  |  |  | White |  |  |  | White |  |  |  | White |  |  |  | White |  |  |  | White | [6 empty] | White |  |  |  |  | White |  |  |  | White |  |  |  | White |  |  |  | White |  |  |  | White |  |  |  |  | White | Orange | 833 | [11 empty] | White |  |  |  | White
[210 empty] | ID - 2277 |  |  |  | ID - 2277
[5 empty] | Red |  |  |  | Red | [9 empty] | Red |  |  |  | Red | [6 empty] | Red |  |  |  | Red |  |  |  | Red |  |  |  | Red |  |  |  | Red |  |  |  | Red |  |  | Red |  |  |  | Red |  |  |  | Red |  |  |  |  | Red |  |  |  |  | Red |  | Red |  |  | 118 | [15 empty] | Red |  |  |  |  | Red | [23 empty] | Red |  |  |  |  | Red | 3885 | Orange | Red |  |  |  | Red | [5 empty] | Red |  |  |  |  | Red |  |  |  |  | Red |  |  |  |  | Red |  |  |  | Red |  |  |  | Red |  |  |  | Red |  |  |  | Red |  |  |  |  | Orange | 1071 | Red |  |  |  |  | Red |  |  |  | Red |  |  |  | Red |  |  |  | Red |  |  |  | Red |  |  |  |  | Red | 1661 | Yellow | [11 empty] | Red |  |  |  | Red
[5 empty] | Black |  |  |  | Black | [9 empty] | Black |  |  |  | Black | IBBL | [5 empty] | Black |  |  |  | Black |  |  |  | Black |  |  |  | Black |  |  |  | Black |  |  |  | Black |  |  | Black |  |  |  | Black |  |  |  | Black |  |  |  |  | Black |  |  |  |  | Black |  | Black |  |  | 118 | [15 empty] | Black |  |  |  |  | Black | [23 empty] | Black |  |  |  |  | Black |  |  | Black |  |  |  | Black | [5 empty] | Black |  |  |  |  | Black |  |  |  |  | Black |  |  |  |  | Black |  |  |  | Black |  |  |  | Black |  |  |  | Black |  |  |  | Black | [5 empty] | AIBL Islampur | Black |  |  |  |  | Black |  |  |  | Black |  |  |  | Black |  |  |  | Black |  |  |  | Black |  |  |  |  | Black | [13 empty] | Black |  |  |  | Black
[5 empty] | Yellow |  |  |  | Yellow | [9 empty] | Yellow |  |  |  | Yellow | [6 empty] | Yellow |  |  |  | Yellow |  |  |  | Yellow |  |  |  | Yellow | Islami Bank - Nawabpur |  |  | Yellow |  |  |  | Yellow |  |  | Yellow |  |  |  | Yellow |  |  |  | Yellow |  |  |  |  | Yellow |  |  |  |  | Yellow |  | Yellow | [12 empty] | Yellow | [5 empty] | Yellow |  |  |  |  | Yellow | [23 empty] | Yellow |  |  |  |  | Yellow |  |  | Yellow |  |  |  | Yellow |  |  |  |  | DBBL - NAYABAZAR BR ATM | Yellow |  |  |  |  | Yellow |  |  |  |  | Yellow |  |  |  |  | Yellow |  |  |  | Yellow |  |  |  | Yellow |  |  |  | Yellow |  |  |  | Yellow |  |  |  |  | Blue | 1071 | Yellow |  |  |  |  | Yellow |  |  |  | Yellow |  |  |  | Yellow |  |  |  | Yellow |  |  |  | Yellow |  |  |  |  | Yellow | 1661 | Brown | [11 empty] | Yellow |  |  |  | Yellow
[5 empty] | Violet |  |  |  | Violet | [9 empty] | Violet |  |  |  | Violet | [6 empty] | Violet |  |  |  | Violet |  |  |  | Violet |  |  |  | Violet |  |  |  | Violet |  |  |  | Violet |  |  | Violet |  |  |  | Violet |  |  |  | Violet | [11 empty] | Violet | [11 empty] | 118 | Violet | [5 empty] | Violet |  |  |  |  | Violet | [23 empty] | Violet |  |  |  |  | Violet | 3885 | Green | Violet |  |  |  | Violet | [5 empty] | Violet |  |  |  |  | Violet |  |  |  |  | Violet |  |  |  |  | Violet |  |  |  | Violet |  |  |  | Violet |  |  |  | Violet |  |  |  | Violet |  |  |  |  | Green | 1071 | Violet |  |  |  |  | Violet |  |  |  | Violet |  |  |  | Violet |  |  |  | Violet |  |  |  | Violet |  |  |  |  | Violet | 1661 | Violet | [11 empty] | Violet |  |  |  | Violet
[5 empty] | Pink |  |  |  | Pink | [9 empty] | Pink |  |  |  | Pink | [6 empty] | Pink |  |  |  | Pink |  |  |  | Pink |  |  |  | Pink |  |  |  | Pink |  |  |  | Pink |  |  | Pink |  |  |  | Pink |  |  |  | Pink | [11 empty] | Pink | [18 empty] | Pink |  |  |  |  | Pink | [23 empty] | Pink |  |  |  |  | Pink |  |  | Pink |  |  |  | Pink | [5 empty] | Pink |  |  |  |  | Pink |  |  |  |  | Pink |  |  |  |  | Pink |  |  |  | Pink |  |  |  | Pink |  |  |  | Pink |  |  |  | Pink | [6 empty] | Pink |  |  |  |  | Pink |  |  |  | Pink |  |  |  | Pink |  |  |  | Pink |  |  |  | Pink |  |  |  |  | Pink | Green | 833 | [11 empty] | Pink |  |  |  | Pink
[5 empty] | Transparent |  |  |  | Transparent | [9 empty] | Transparent |  |  |  | Transparent | [6 empty] | Transparent |  |  |  | Transparent |  |  |  | Transparent |  |  |  | Transparent |  |  |  | Transparent |  |  |  | Transparent |  |  | Transparent |  |  |  | Transparent |  |  |  | Transparent | [11 empty] | Transparent | [12 empty] | Trans | [5 empty] | Transparent |  |  |  |  | Transparent | [23 empty] | Transparent |  |  |  |  | Trans | 3885 |  | Transparent |  |  |  | Transparent | [5 empty] | Transparent |  |  |  |  | Transparent |  |  |  |  | Transparent |  |  |  |  | Transparent |  |  |  | Transparent |  |  |  | Transparent |  |  |  | Transparent |  |  |  | Transparent | [6 empty] | Transparent |  |  |  |  | Transparent |  |  |  | Transparent |  |  |  | Transparent |  |  |  | Transparent |  |  |  | Transparent |  |  |  |  | Transparent | 1661 | Trans | [11 empty] | Transparent |  |  |  | Transparent
[77 empty] | Blue | Orange | Green | Brown | [46 empty] | Blue
[176 empty] | Black |  | Black
[30 empty] | 450 | 150 | 330 | [44 empty] | 639 | 639 | 639 | 639
[22 empty] | Inside of Monno Ceramics |  |  |  |  | Front of Monno | [7 empty] | Nawab Tower 9 Nawab Street |  |  |  |  | Front DBBL | [14 empty] | 49/A Biplob Engeneering Tipusultan Road | [5 empty] | H - 56 , Tipu Sultan Road | [7 empty] | H - 17-1 Zakir Machine Tools, Tipu Sultan Road | [69 empty] | Rubel Enterprize TJB Sumon |  |  |  |  | Front of AIBL | [28 empty] | ID - 075 | ID - 075 | [37 empty] | ID - 8677 |  |  | ID - 8677
[22 empty] | TJB |  |  |  |  | TJB | [7 empty] | TJB |  |  |  |  | TJB | [14 empty] | TJB | [5 empty] | TJB | [7 empty] | TJB
[22 empty] | Sumon | 879 |  | ID - 1550 | 830 | Zahid | 827 |  | ID - 1550 |  |  |  | 681 | Sumon | 332 |  | ID - 1550 | 677 | Sumon | 3 | ID - 1550 | [11 empty] | 330 | Sumon | 302 |  |  | ID-032 | 446 | Zahid | 3616 |  | ID-2275 |  |  |  | 3709 | Zahid | 477 |  |  | ID#0032 | [59 empty] | ID#3130 |  |  |  |  | 3843 |  | 573 | ID#1853 |  | 759 |  | 1014 |  | ID#1853
[22 empty] | Blue |  |  |  |  | Blue | [7 empty] | Blue |  |  |  |  | Blue | DBBL | [13 empty] | Blue | [5 empty] | Blue | [7 empty] | Blue | [69 empty] | Blue |  |  |  |  | Blue | [24 empty] | 1060
[208 empty] | 520 | 520 | 520 |  |  |  | 520
[22 empty] | Orange |  |  |  |  | Orange | [7 empty] | Orange |  |  |  |  | Orange | [14 empty] | Orange | [5 empty] | Orange | [7 empty] | Orange | [69 empty] | Orange |  |  |  | AIBL | Orange | [63 empty] | Hotel Amania
See Planners POP Elephant Rd Sheet
[22 empty] | Green |  |  |  |  | Green | [7 empty] | Green |  |  |  |  | Green | [14 empty] | Green | Salvo CH Res. |  |  |  |  | Green | [7 empty] | Green | [69 empty] | Green |  |  |  | SEBL | Green
[22 empty] | Brown |  |  |  |  | Brown | Dhaka Bank - Wari | [6 empty] | Brown |  |  |  |  | Brown | [14 empty] | Brown | [5 empty] | Brown | [7 empty] | Brown | [69 empty] | Trans |  |  |  |  | Trans
[148 empty] | ID - 1853 | [33 empty] | Front of SEBL 41/42 Islampur | [23 empty] | ID - 8677 | ID - 8677 | [8 empty] | See Planners POP Elephant Rd Sheet |  | Imamgong POP 84 chokmogol toli Hazi Shiraj tower(Fiber Box)
TJB
[179 empty] | ID - 075 |  | 1190 | Shamim | [26 empty] | ID - 8677 | [7 empty] | 1759 | Raton
[181 empty] | SEBL - Islampur | Blue | [34 empty] | DBBL Lalbagh ATM | Blue
[181 empty] | Islami Bank - Islampur | Orange | [34 empty] | EBL Chawlkbazaar | Orange
[148 empty] | 835 | [32 empty] | Amanat Shah Group | Green | [34 empty] | AIBL MouloviBazaar | Green |  | Mikrotik=7
[148 empty] | Norshindi Madobdi Transport Agency | [33 empty] | Trans | [34 empty] | SEBL Islampur | Brown |  | Mikrotik=8
[148 empty] | 336 | [68 empty] | SEBL =-Imamgonj | Slate |  | Mikrotik=6
[217 empty] | IBBL Lalbagh ATM-2 -2nd link | White
[217 empty] | IBBL Wisegat Branch | Red |  | Mikrotik=3
ID - 8644
[217 empty] | IBBL Sadargat Br | Black |  | Mikrotik=2
[217 empty] | IBBL Islampur | Yellow
[217 empty] | Amanat Shah Group | Violet
[217 empty] | IBBL Chalkmugaltoli | Orange
264
[217 empty] | IBBL Wiswgat ATM | Transparent
127
761
Front of Basic Bank Sumon
2049
Blue
6core
0
ID#5289
Blue
2100
Basic Bank Bongshal
Note on FC20: DBBL - TIPU SULTN ROAD(B0345)36, Tipu Sultan Road, Wari, Dhaka ERM - 9031 Connected From Mlalitola POP 12 Green
Note on FI20: Islami Bank Bangladesh Ltd Installation Location: 196 Mitford Road, Islampur, Dhaka, Sutrapur, Dhaka, Dhaka connected from Malitola POP 12 Green
Note on FC22: Monno Ceramic Industries Ltd. - 9 Wari Street,Dhaka., Wari, Dhaka ERM - 8939 Connected From Malitola POP 12 Brown
Note on FI22: Prime Bank - Sutrapur
Note on FC24: Salvo Chemical Ltd. - (Chairman Residance) 40/1 Zorepur Lane, Tipu Sultan Road, Wari, Dhaka ERM - 11268 Connected From Malitola POP 12 Slate
Note on FI24: Etihad Airways - 54/1,Becharam Dewry, Lalbagh, Dhaka connected From Malitola POP 12 Slate
Note on FC26: Dhaka Bank ltd - Wari ATM, Sutrapur, Dhaka IR - 12131 Connected from Malitola POP 12 White
Note on FI26: Meghna Bank Chalk bazaar Connected from Malitola POP 12 White
Note on FC28: AIBL Nawabpur Branch
Note on FI28: AIBL North South Road Branch 23 Malitola Lane, North South Road, Bongshal, Dhaka. connected from Motijheel POP 12Red=12Red
Note on FC30: IBBL Nawabpur ATM
Note on FI30: AIBL Islampur Branch Rowshan Plaza 29-31, Islampur Road, Dhaka-1100 connected from Motijheel POP 12Black=12Black
Note on FC32: Islami Bank Bangladesh - Nawabpur Branch (Secondary); 210-211 Nawabpur Road, Kotwali, Dhaka ERM - 10482 Connected From Malitola POP 12Yellow
Note on FI32: DBBL - NAYABAZAR BR ATM, Engilsh Road, Tati Bazar Square, Dhaka connected from Malitola POP 12Yellow=12yellow
Note on GI32: Smartnet - Malitola connected with Malitola Wimax POP 12Orange = 06 Orange 1001----------Roof Top Malitola POP Water Tank TJB 06Orange + 04 Orange (1052+1412)-------ID - 3286--Client Cable----Lal Chan Village TJB (1260+1119)---ID-302-----Client Cable----XX
Note on FC34: SEBL Bongshal Branch
Note on FI34: AIR TEL Service Malitola
Note on FC36: Salvo Chemical Ltd. - 210/211, (3rd Floor), Nowabpur Road, Kotwali, Dhaka ERM - 11218 Connected From Malitola POP 12White
Note on FI36: IBBL Lalbagh ATM-2 2nd link Connected from Malitola POP-12Pink
Note on FI38: Basic Bank Bongshal Branch , Bangshal 230 Northsouth road, Dhaka connected from Motijheel POP 12Trans=12Trans
Note on JF54: Islami Bank Bangladesh Ltd - Wiseghat Branch; Wiseghat Road,, Kotwali, Dhaka ERM - 10491 Connected From Imamgonj POP 12 Orange + 04 Blue (2913--------ID-1501----2800) Sumon
Note on ED56: Motijheel POP to Malitola Wimax POP via Pubali POC via Fulbaria EP 12Blue
Note on FC56: Motijheel POP to Malitola Wimax POP via Pubali POC via Fulbaria EP 12Blue
Note on FE56: Imamgong Wimax POP connected with Malitola Wimax POP 12Blue
Note on GI56: Imamgong Wimax POP connected with Malitola Wimax POP 12Blue
Note on JF56: Islami Bank - Wiseghat ATM; Ground floor of Holding No. 10, Wiseghat Road, Shop No-9, Wiseghat,, Kotwali, Dhaka ERM - 11232 Connected From Imamgonj POP 04 Orange + 04 Blue (7059----------ID-1134--------7105)Sajahan
Note on FE58: Smartnet - Malitola connected with Malitola Wimax POP 12Orange
Note on ED60: DBBL - TIPU SULTN ROAD(B0345)36, Tipu Sultan Road, Wari, Dhaka ERM - 9031 Connected From Mlalitola POP 12 Green
Note on GI60: Islami Bank Bangladesh Ltd Installation Location: 196 Mitford Road, Islampur, Dhaka, Sutrapur, Dhaka, Dhaka connected from Malitola POP 12 Green=12Green
Note on ED62: Monno Ceramic Industries Ltd. - 9 Wari Street,Dhaka., Wari, Dhaka ERM - 8939 Connected From Malitola POP 12 Brown
Note on GI62: Prime Bank -ATM- Sutrapur Connected From Malitola POP
Note on V64: Motijheel POP to Malitola Wimax POP via Pubali POC via Fulbaria EP 12Blue
Note on X64: Motijheel POP connected with Malitola Wimax POP via Pubali POC & Fulbaria EP 12Blue
Note on ED64: Salvo Chemical Ltd. - (Chairman Residance) 40/1 Zorepur Lane, Tipu Sultan Road, Wari, Dhaka ERM - 11268 Connected From Malitola POP 12 Slate
Note on GI64: Etihad Airways - 54/1,Becharam Dewry, Lalbagh, Dhaka connected From Malitola POP 12 Slate = 12Slate
Note on ED66: Dhaka Bank ltd - Wari ATM, Sutrapur, Dhaka IR - 12131 Connected from Malitola POP 12 White
Note on GI66: Meghna Bank Chalk bazaar Connected from Malitola POP 12 White
Note on JT66: Islami Bank Bangladesh Ltd - Wiseghat Branch; Wiseghat Road,, Kotwali, Dhaka ERM - 10491 Connected From Imamgonj POP 12 Orange + 04 BLue
Note on JY66: Islami Bank Bangladesh Ltd - Wiseghat Branch; Wiseghat Road,, Kotwali, Dhaka ERM - 10491 Connected From Imamgonj POP 12 Orange
Note on GI68: AIBL North South Road Branch 23 Malitola Lane, North South Road, Bongshal, Dhaka. connected from Motijheel POP 12Red=12Red
Note on GI70: AIBL Islampur Branch Rowshan Plaza 29-31, Islampur Road, Dhaka-1100 connected from Motijheel POP 12Black=12Black
Note on IP70: Islami Bank - Islami Bank Bangladesh Ltd - Sadar Ghat Branch (Secondary); Mollik Tower 3,3/2 Chittaronjon Avn, PK Roy Road, Bangla Bazar,, Kotwali, Dhaka ERM - 10628 Conncected From Imamgonj POP 12 Brown + 04 Blue (3150----------ID-1501--------3399) Sajahan
Note on JT70: Islami Bank - Islami Bank Bangladesh Ltd - Sadar Ghat Branch (Secondary); Mollik Tower 3,3/2 Chittaronjon Avn, PK Roy Road, Bangla Bazar,, Kotwali, Dhaka ERM - 10628 Conncected From Imamgonj POP 12 Brown + 12 Brown
Note on JY70: Islami Bank - Islami Bank Bangladesh Ltd - Sadar Ghat Branch (Secondary); Mollik Tower 3,3/2 Chittaronjon Avn, PK Roy Road, Bangla Bazar,, Kotwali, Dhaka ERM - 10628 Conncected From Imamgonj POP 12 Brown + 12 Brown
Note on GI72: DBBL - NAYABAZAR BR ATM, Engilsh Road, Tati Bazar Square, Dhaka connected from Malitola POP 12Yellow=12yellow
Note on ED74: SEBL Bongshal Branch
Note on GI74: AIR TEL Service Malitola
Note on X75: Motijheel POP to Malitola Wimax POP via Pubali POC via Fulbaria EP 12Blue=12Blue
Note on GI76: IBBL Lalbagh ATM-2 2nd link Connected from Malitola POP-12Pink
Note on GI78: Basic Bank Bongshal Branch , Bangshal 230 Northsouth road, Dhaka connected from Motijheel POP 12Trans=12Trans
Note on JT86: Islami Bank - Wiseghat ATM; Ground floor of Holding No. 10, Wiseghat Road, Shop No-9, Wiseghat,, Kotwali, Dhaka ERM - 11232 Connected From Imamgonj POP 12 Trans + 04 Orange
Note on JY86: Islami Bank - Wiseghat ATM; Ground floor of Holding No. 10, Wiseghat Road, Shop No-9, Wiseghat,, Kotwali, Dhaka ERM - 11232 Connected From Imamgonj POP 12 Trans
Note on DJ88: DBBL - TIPU SULTN ROAD(B0345)36, Tipu Sultan Road, Wari, Dhaka ERM - 9031 Connected From Mlalitola POP 12 Green + 04 Blue
Note on DL88: Monno Ceramic Industries Ltd. - 9 Wari Street,Dhaka., Wari, Dhaka ERM - 8939 Connected From Malitola POP 12 Brown + 04 Orange
Note on DN88: Salvo Chemical Ltd. - (Chairman Residance) 40/1 Zorepur Lane, Tipu Sultan Road, Wari, Dhaka ERM - 11268 Connected From Malitola POP 12 Slate + 04 Green
Note on DP88: Dhaka Bank ltd - Wari ATM, Sutrapur, Dhaka IR - 12131 Connected from Malitola POP 04 Trans
Note on DZ88: Salvo- camical Office
Note on Y95: Motijheel POP to Malitola Wimax POP via Pubali POC via Fulbaria EP 12Blue=12Blue
Note on AF95: Motijheel POP to Malitola Wimax POP via Pubali POC via Fulbaria EP 12Blue=12Blue
Note on AM95: Motijheel POP to Malitola Wimax POP via Pubali POC via Fulbaria EP 12Blue=12Blue
Note on AQ95: Motijheel POP to Malitola Wimax POP via Pubali POC via Fulbaria EP 12Blue=12Blue
Note on BE95: Motijheel POP to Malitola Wimax POP via Pubali POC via Fulbaria EP 12Blue=12Blue
Note on BI95: Motijheel POP to Malitola Wimax POP via Pubali POC via Fulbaria EP 12Blue=12Blue
Note on BM95: Motijheel POP to Malitola Wimax POP via Pubali POC via Fulbaria EP 12Blue=12Blue
Note on BQ95: Motijheel POP to Malitola Wimax POP via Pubali POC via Fulbaria EP 12Blue=12Blue
Note on BU95: Motijheel POP to Malitola Wimax POP via Pubali POC via Fulbaria EP 12Blue=12Blue
Note on BZ95: Motijheel POP to Malitola Wimax POP via Pubali POC via Fulbaria EP 12Blue=12Blue
Note on CD95: Motijheel POP to Malitola Wimax POP via Pubali POC via Fulbaria EP 12Blue=12Blue
Note on CH95: Motijheel POP to Malitola Wimax POP via Pubali POC via Fulbaria EP 12Blue=12Blue
Note on CM95: Motijheel POP to Malitola Wimax POP via Pubali POC via Fulbaria EP 12Blue=12Blue
Note on CR95: Motijheel POP to Malitola Wimax POP via Pubali POC via Fulbaria EP 12Blue=12Blue
Note on DB95: Motijheel POP to Malitola Wimax POP via Pubali POC via Fulbaria EP 12Blue=12Blue
Note on HH95: Imamgong Wimax POP connected with Malitola Wimax POP 12Blue=12Blue
Note on IB95: Imamgong Wimax POP connected with Malitola Wimax POP 12Blue=12Blue
Note on II95: Imamgong Wimax POP connected with Malitola Wimax POP 12Blue=12Blue
Note on IS95: Imamgong Wimax POP connected with Malitola Wimax POP 12Blue=12Blue
Note on IX95: Imamgong Wimax POP connected with Malitola Wimax POP 12Blue=12Blue
Note on JC95: Imamgong Wimax POP connected with Malitola Wimax POP 12Blue=12Blue
Note on JH95: Imamgong Wimax POP connected with Malitola Wimax POP 12Blue=12Blue
Note on JL95: Imamgong Wimax POP connected with Malitola Wimax POP 12Blue=12Blue
Note on JP95: Imamgong Wimax POP connected with Malitola Wimax POP 12Blue=12Blue
Note on JT95: Imamgong Wimax POP connected with Malitola Wimax POP 12Blue=12Blue
Note on JY95: Imamgong Wimax POP connected with Malitola Wimax POP 12Blue=12Blue
Note on KV95: Imamgong Wimax POP connected with Malitola Wimax POP 12Blue=12Blue
Note on LD95: Imamgong Wimax POP connected with Malitola Wimax POP 12Blue=12Blue
Note on LK95: Imamgong Wimax POP connected with Malitola Wimax POP 12Blue=12Blue
Note on LS95: Imamgong Wimax POP connected with Malitola Wimax POP 12Blue=12Blue
Note on MA95: Imamgong Wimax POP connected with Malitola Wimax POP 12Blue=12Blue
Note on MH95: Imamgong Wimax POP connected with Malitola Wimax POP 12Blue=12Blue
Note on MV95: Imamgong Wimax POP connected with Malitola Wimax POP 12Blue=12Blue
Note on NV95: Imamgong Wimax POP connected with Malitola Wimax POP 12Blue=12Blue
Note on NZ95: Imamgong Wimax POP connected with Malitola Wimax POP 12Blue
Note on KV97: Islami Bank Bangladesh Ltd - Wiseghat Branch; Wiseghat Road,, Kotwali, Dhaka ERM - 10491 Connected From Imamgonj POP 12 Orange
Note on LD97: Islami Bank Bangladesh Ltd - Wiseghat Branch; Wiseghat Road,, Kotwali, Dhaka ERM - 10491 Connected From Imamgonj POP 12 Orange
Note on LK97: Islami Bank Bangladesh Ltd - Wiseghat Branch; Wiseghat Road,, Kotwali, Dhaka ERM - 10491 Connected From Imamgonj POP 12 Orange
Note on LS97: Islami Bank Bangladesh Ltd - Wiseghat Branch; Wiseghat Road,, Kotwali, Dhaka ERM - 10491 Connected From Imamgonj POP 12 Orange
Note on MA97: Islami Bank Bangladesh Ltd - Wiseghat Branch; Wiseghat Road,, Kotwali, Dhaka ERM - 10491 Connected From Imamgonj POP 12 Orange
Note on MH97: Islami Bank Bangladesh Ltd - Wiseghat Branch; Wiseghat Road,, Kotwali, Dhaka ERM - 10491 Connected From Imamgonj POP 12 Orange
Note on MV97: Islami Bank Bangladesh Ltd - Wiseghat Branch; Wiseghat Road,, Kotwali, Dhaka ERM - 10491 Connected From Imamgonj POP 12 Orange + 12 Red
Note on NV97: Elephant Road To Imamgonj POP connected from Imamgonj POP 12 Orange
Note on NZ97: Elephant Road To Imamgonj POP connected from Imamgonj POP 12 Orange
Note on GO99: AIR TEL Service Malitola 12Violet+4Blue(5429----ID#3101------Salim Hardware4Blue+Blue(5354+2138)ID#007Client Cable
Note on HA99: Prime Bank -ATM- Sutrapur Connected From Malitola POP 12core Brown = 04 Blue 4885--------ID - 306-------Modern Diagonostic Raisha Bazar Moor TJB (4792+3519)------3138)Jewel
Note on HH99: Islami Bank Bangladesh Ltd Installation Location: 196 Mitford Road, Islampur, Dhaka, Sutrapur, Dhaka, Dhaka connected from Malitola POP 12 Green=12Green
Note on IB99: Islami Bank Bangladesh Ltd Installation Location: 196 Mitford Road, Islampur, Dhaka, Sutrapur, Dhaka, Dhaka connected from Malitola POP 12 Green=12Green
Note on II99: Islami Bank Bangladesh Ltd Installation Location: 196 Mitford Road, Islampur, Dhaka, Sutrapur, Dhaka, Dhaka connected from Malitola POP 12 Green=12Green
Note on IS99: Islami Bank Bangladesh Ltd Installation Location: 196 Mitford Road, Islampur, Dhaka, Sutrapur, Dhaka, Dhaka connected from Malitola POP 12 Green=12Green
Note on IX99: Islami Bank Bangladesh Ltd Installation Location: 196 Mitford Road, Islampur, Dhaka, Sutrapur, Dhaka, Dhaka connected from Malitola POP 12 Green=12Green
Note on JC99: Islami Bank Bangladesh Ltd Installation Location: 196 Mitford Road, Islampur, Dhaka, Sutrapur, Dhaka, Dhaka connected from Malitola POP 12 Green=12Green
Note on JH99: Islami Bank Bangladesh Ltd Installation Location: 196 Mitford Road, Islampur, Dhaka, Sutrapur, Dhaka, Dhaka connected from Malitola POP 12 Green=12Green
Note on JL99: Islami Bank Bangladesh Ltd Installation Location: 196 Mitford Road, Islampur, Dhaka, Sutrapur, Dhaka, Dhaka connected from Malitola POP 12 Green=12Green
Note on JP99: Islami Bank Bangladesh Ltd Installation Location: 196 Mitford Road, Islampur, Dhaka, Sutrapur, Dhaka, Dhaka connected from Malitola POP 12 Green=12Green
Note on JT99: Islami Bank Bangladesh Ltd Installation Location: 196 Mitford Road, Islampur, Dhaka, Sutrapur, Dhaka, Dhaka connected from Malitola POP 12 Green=12Green
Note on JY99: Islami Bank Bangladesh Ltd Installation Location: 196 Mitford Road, Islampur, Dhaka, Sutrapur, Dhaka, Dhaka connected from Malitola POP 12 Green=12Green
Note on KV99: Islami Bank Bangladesh Ltd Installation Location: 196 Mitford Road, Islampur, Dhaka, Sutrapur, Dhaka, Dhaka connected from Malitola POP 12 Green=12Green
Note on LD99: Islami Bank Bangladesh Ltd Installation Location: 196 Mitford Road, Islampur, Dhaka, Sutrapur, Dhaka, Dhaka connected from Malitola POP 12 Green=4Blue (694+597) ID#1307
Note on LK99: Islami Bank Bangladesh Ltd Installation Location: 196 Mitford Road, Islampur, Dhaka, Sutrapur, Dhaka, Dhaka connected from Malitola POP 12 Green=4Blue (694+597) ID#1307
Note on LS99: Islami Bank Bangladesh Ltd Installation Location: 196 Mitford Road, Islampur, Dhaka, Sutrapur, Dhaka, Dhaka connected from Malitola POP 12 Green=4Blue (694+597) ID#1307
Note on MA99: Islami Bank Bangladesh Ltd Installation Location: 196 Mitford Road, Islampur, Dhaka, Sutrapur, Dhaka, Dhaka connected from Malitola POP 12 Green=4Blue (694-----------------------------ID-1307--------------------597) ID#1307
Note on NV99: Brisk System Installation Location: Imamgonj., Lalbagh, Dhaka, connected from Imamgonj POP 12 Green=4Blue 1372 Client Cable ID#147
Note on NZ99: Brisk System Installation Location: Imamgonj., Lalbagh, Dhaka, connected from Imamgonj POP 12 Green
Note on KV101: Islami Bank - Islami Bank Bangladesh Ltd - Sadar Ghat Branch (Secondary); Mollik Tower 3,3/2 Chittaronjon Avn, PK Roy Road, Bangla Bazar,, Kotwali, Dhaka ERM - 10628 Conncected From Imamgonj POP 12 Brown + 12 Brown
Note on LD101: Islami Bank - Islami Bank Bangladesh Ltd - Sadar Ghat Branch (Secondary); Mollik Tower 3,3/2 Chittaronjon Avn, PK Roy Road, Bangla Bazar,, Kotwali, Dhaka ERM - 10628 Conncected From Imamgonj POP 12 Brown + 12 Brown
Note on LK101: Islami Bank - Islami Bank Bangladesh Ltd - Sadar Ghat Branch (Secondary); Mollik Tower 3,3/2 Chittaronjon Avn, PK Roy Road, Bangla Bazar,, Kotwali, Dhaka ERM - 10628 Conncected From Imamgonj POP 12 Brown + 12 Brown
Note on LS101: Islami Bank - Islami Bank Bangladesh Ltd - Sadar Ghat Branch (Secondary); Mollik Tower 3,3/2 Chittaronjon Avn, PK Roy Road, Bangla Bazar,, Kotwali, Dhaka ERM - 10628 Conncected From Imamgonj POP 12 Brown + 12 Brown
Note on MA101: Islami Bank - Islami Bank Bangladesh Ltd - Sadar Ghat Branch (Secondary); Mollik Tower 3,3/2 Chittaronjon Avn, PK Roy Road, Bangla Bazar,, Kotwali, Dhaka ERM - 10628 Conncected From Imamgonj POP 12 Brown + 12 Brown
Note on MH101: Islami Bank - Islami Bank Bangladesh Ltd - Sadar Ghat Branch (Secondary); Mollik Tower 3,3/2 Chittaronjon Avn, PK Roy Road, Bangla Bazar,, Kotwali, Dhaka ERM - 10628 Conncected From Imamgonj POP 12 Brown + 12 Brown
Note on MV101: Islami Bank - Islami Bank Bangladesh Ltd - Sadar Ghat Branch (Secondary); Mollik Tower 3,3/2 Chittaronjon Avn, PK Roy Road, Bangla Bazar,, Kotwali, Dhaka ERM - 10628 Conncected From Imamgonj POP 12 Brown + 12 Black
Note on NV101: Business Zone Ltd - Bokshi Bazar Chowrastha,Dhaka, Lalbagh, Connected From Imamgonj POP 12 Brown = 04 Brown
Note on NZ101: Business Zone Ltd - Bokshi Bazar Chowrastha,Dhaka, Lalbagh, Connected From Imamgonj POP 12 Brown
Note on L103: AIBL Nawabpur Road Branch (AD) 85/87, Nawabpur Road, Dhaka connected from Motijheel POP 12Slate=12Slate
Note on BM103: AIBL Nawabpur Road Branch (AD) 85/87, Nawabpur Road, Dhaka connected from Motijheel POP 12Slate=12Slate
Note on HH103: Etihad Airways - 54/1,Becharam Dewry, Lalbagh, Dhaka connected From Malitola POP 12 Slate = 12Slate
Note on HU103: Etihad Airways - 54/1,Becharam Dewry, Lalbagh, Dhaka connected From Malitola POP 12 Slate = 12Slate
Note on IB103: Etihad Airways - 54/1,Becharam Dewry, Lalbagh, Dhaka connected From Malitola POP 12 Slate = 12Slate
Note on II103: Etihad Airways - 54/1,Becharam Dewry, Lalbagh, Dhaka connected From Malitola POP 12 Slate = 12Slate
Note on IS103: Etihad Airways - 54/1,Becharam Dewry, Lalbagh, Dhaka connected From Malitola POP 12 Slate = 12Slate
Note on IX103: Etihad Airways - 54/1,Becharam Dewry, Lalbagh, Dhaka connected From Malitola POP 12 Slate = 12Slate
Note on JC103: Etihad Airways - 54/1,Becharam Dewry, Lalbagh, Dhaka connected From Malitola POP 12 Slate = 12Slate
Note on JH103: Etihad Airways - 54/1,Becharam Dewry, Lalbagh, Dhaka connected From Malitola POP 12 Slate = 12Slate
Note on JL103: Etihad Airways - 54/1,Becharam Dewry, Lalbagh, Dhaka connected From Malitola POP 12 Slate = 12Slate
Note on JP103: Etihad Airways - 54/1,Becharam Dewry, Lalbagh, Dhaka connected From Malitola POP 12 Slate = 12Slate
Note on JT103: Etihad Airways - 54/1,Becharam Dewry, Lalbagh, Dhaka connected From Malitola POP 12 Slate = 12Slate
Note on JY103: Etihad Airways - 54/1,Becharam Dewry, Lalbagh, Dhaka connected From Malitola POP 12 Slate = 12Slate
Note on KV103: Etihad Airways - 54/1,Becharam Dewry, Lalbagh, Dhaka connected From Malitola POP 12 Slate = 12Slate
Note on LD103: Etihad Airways - 54/1,Becharam Dewry, Lalbagh, Dhaka connected From Malitola POP 12 Slate = 12Slate
Note on LK103: Etihad Airways - 54/1,Becharam Dewry, Lalbagh, Dhaka connected From Malitola POP 12 Slate=4Blue (2115---------ID#1853---------------------Madaripur Golden House 35, Midford Road TJB Sumon (2046+2369)-----------ID-235--------Sahin Sargical Mart 38/1 Midford Road TJB Sumon (2322+2043)--------ID-1853---------------New Dhaka Modern Clinic TJB Amir (1905+2302)----------------------Mosjid Goli TJB Pobon (2509+1329)---------ID-1501-----------H - 67/1 Becharam Deoury TJB Pobon (1266+2552)---------ID-1853------2736)Sajahan
Note on MH103: SEBL Imamgonj (3354--------------ID#3003---------------------3201)
Note on MV103: SEBL Imamgonj (3354--------------ID#3003---------------------3201)
Note on L105: IBBL Nababpur Road ATM connected from Motijheel POP 12White=12White
Note on BQ105: Salvo Chemical Ltd. - 210/211, (3rd Floor), Nowabpur Road, Kotwali, Dhaka ERM - 11218 Connected From Malitola POP 12White + 04Blue (1481----------ID-1501-----------1629)Sajahan
Note on BU105: Salvo Chemical Ltd. - 210/211, (3rd Floor), Nowabpur Road, Kotwali, Dhaka ERM - 11218 Connected From Malitola POP 12White
Note on BZ105: Salvo Chemical Ltd. - 210/211, (3rd Floor), Nowabpur Road, Kotwali, Dhaka ERM - 11218 Connected From Malitola POP 12White
Note on CD105: Salvo Chemical Ltd. - 210/211, (3rd Floor), Nowabpur Road, Kotwali, Dhaka ERM - 11218 Connected From Malitola POP 12White
Note on CH105: Salvo Chemical Ltd. - 210/211, (3rd Floor), Nowabpur Road, Kotwali, Dhaka ERM - 11218 Connected From Malitola POP 12White
Note on CM105: Salvo Chemical Ltd. - 210/211, (3rd Floor), Nowabpur Road, Kotwali, Dhaka ERM - 11218 Connected From Malitola POP 12White
Note on CR105: Salvo Chemical Ltd. - 210/211, (3rd Floor), Nowabpur Road, Kotwali, Dhaka ERM - 11218 Connected From Malitola POP 12White
Note on CY105: Salvo Chemical Ltd. - 210/211, (3rd Floor), Nowabpur Road, Kotwali, Dhaka ERM - 11218 Connected From Malitola POP 12White
Note on DB105: Salvo Chemical Ltd. - 210/211, (3rd Floor), Nowabpur Road, Kotwali, Dhaka ERM - 11218 Connected From Malitola POP 12White
Note on HH105: Meghna Bank Chalk bazaar Connected from Malitola POP 12 White
Note on HU105: Meghna Bank Chalk bazaar Connected from Malitola POP 12 White
Note on IB105: Meghna Bank Chalk bazaar Connected from Malitola POP 12 White
Note on II105: Meghna Bank Chalk bazaar Connected from Malitola POP 12 White
Note on IS105: Meghna Bank Chalk bazaar Connected from Malitola POP 12 White
Note on IX105: Meghna Bank Chalk bazaar Connected from Malitola POP 12 White
Note on JC105: Meghna Bank Chalk bazaar Connected from Malitola POP 12 White
Note on JH105: Meghna Bank Chalk bazaar Connected from Malitola POP 12 White
Note on JL105: Meghna Bank Chalk bazaar Connected from Malitola POP 12 White
Note on JP105: Meghna Bank Chalk bazaar Connected from Malitola POP 12 White
Note on JT105: Meghna Bank Chalk bazaar Connected from Malitola POP 12 White
Note on JY105: Meghna Bank Chalk bazaar Connected from Malitola POP 12 White
Note on KV105: Meghna Bank Chalk bazaar Connected from Malitola POP 12 White
Note on LD105: Meghna Bank Chalk bazaar Connected from Malitola POP 12 White
Note on LK105: Meghna Bank Chalk bazaar Connected from Malitola POP 12 White
Note on LS105: Meghna Bank Chalk bazaar Connected from Malitola POP 12 White
Note on MA105: Meghna Bank Chalk bazaar Connected from Malitola POP 12 White
Note on MH105: Meghna Bank Chalk bazaar Connected from Malitola POP 12 White
Note on MV105: Meghna Bank Chalk bazaar Connected from Malitola POP 12 White
Note on L107: AIBL North South Road Branch 23 Malitola Lane, North South Road, Bongshal, Dhaka. connected from Motijheel POP 12Red=12Red
Note on BQ107: AIBL Nawabpur Road Branch (AD) 85/87, Nawabpur Road, Dhaka connected from Malitola POP 12Slate=4Blue (1132----1194) ID#8472
Note on BU107: AIBL Nawabpur Road Branch (AD) 85/87, Nawabpur Road, Dhaka connected from Malitola POP 12Slate 12Red=12Red
Note on BZ107: AIBL Nawabpur Road Branch (AD) 85/87, Nawabpur Road, Dhaka connected from Malitola POP 12Slate 12Red=12Red
Note on CD107: AIBL Nawabpur Road Branch (AD) 85/87, Nawabpur Road, Dhaka connected from Malitola POP 12Slate 12Red=12Red
Note on CH107: AIBL Nawabpur Road Branch (AD) 85/87, Nawabpur Road, Dhaka connected from Malitola POP 12Slate 12Red=12Red
Note on CM107: AIBL Nawabpur Road Branch (AD) 85/87, Nawabpur Road, Dhaka connected from Malitola POP 12Slate 12Red=12Red
Note on CR107: AIBL Nawabpur Road Branch (AD) 85/87, Nawabpur Road, Dhaka connected from Malitola POP 12Slate 12Red=12Red
Note on CY107: AIBL Nawabpur Road Branch (AD) 85/87, Nawabpur Road, Dhaka connected from Malitola POP 12Slate 12Red=12Red
Note on DB107: AIBL Nawabpur Road Branch (AD) 85/87, Nawabpur Road, Dhaka connected from Malitola POP 12Slate 12Red=12Red
Note on EV107: AIBL North South Road Branch 23 Malitola Lane, North South Road, Bongshal, Dhaka. connected from Motijheel POP 12Red=12Red
Note on FC107: AIBL North South Road Branch 23 Malitola Lane, North South Road, Bongshal, Dhaka. connected from Motijheel POP 12Red=12Red
Note on HH107: AIBL North South Road Branch 23 Malitola Lane, North South Road, Bongshal, Dhaka. connected from Motijheel POP 12Red=12Red
Note on HU107: AIBL North South Road Branch 23 Malitola Lane, North South Road, Bongshal, Dhaka. connected from Motijheel POP 12Red=4Orange
Note on KV107: Islami Bank - Islampur Branch (Secondary); 41-42, Islampur Road, Sutrapur, Dhaka ERM - 10447 Connected From Imamgonj POP 12Red+04 Orange
Note on LD107: Islami Bank - Islampur Branch (Secondary); 41-42, Islampur Road, Sutrapur, Dhaka ERM - 10447 Connected From Imamgonj POP 12Red
Note on LK107: Islami Bank - Islampur Branch (Secondary); 41-42, Islampur Road, Sutrapur, Dhaka ERM - 10447 Connected From Imamgonj POP 12Red
Note on LS107: Islami Bank - Islampur Branch (Secondary); 41-42, Islampur Road, Sutrapur, Dhaka ERM - 10447 Connected From Imamgonj POP 12Red
Note on MA107: Islami Bank - Islampur Branch (Secondary); 41-42, Islampur Road, Sutrapur, Dhaka ERM - 10447 Connected From Imamgonj POP 12Red
Note on MH107: Islami Bank - Islampur Branch (Secondary); 41-42, Islampur Road, Sutrapur, Dhaka ERM - 10447 Connected From Imamgonj POP 12Red
Note on MV107: Islami Bank - Islampur Branch (Secondary); 41-42, Islampur Road, Sutrapur, Dhaka ERM - 10447 Connected From Imamgonj POP 12 Yellow+12Red
Note on L109: AIBL Islampur Branch Rowshan Plaza 29-31, Islampur Road, Dhaka-1100 connected from Motijheel POP 12Black=12Black
Note on AQ109: IBBL Nababpur Road ATM connected from Malitola POP 12Black=4Blue (1863) -----ID#3072------------- 2065) ID#3072
Note on BI109: IBBL Nababpur Road ATM connected from Malitola POP 12Black=12Black
Note on BM109: IBBL Nababpur Road ATM connected from Malitola POP 12Black=12Black
Note on BQ109: IBBL Nababpur Road ATM connected from Malitola POP 12Black=12Black
Note on BU109: IBBL Nababpur Road ATM connected from Malitola POP 12Black=12Black
Note on BZ109: IBBL Nababpur Road ATM connected from Malitola POP 12Black=12Black
Note on CD109: IBBL Nababpur Road ATM connected from Malitola POP 12Black=12Black
Note on CH109: IBBL Nababpur Road ATM connected from Malitola POP 12Black=12Black
Note on CM109: IBBL Nababpur Road ATM connected from Malitola POP 12Black=12Black
Note on CR109: IBBL Nababpur Road ATM connected from Malitola POP 12Black=12Black
Note on CY109: IBBL Nababpur Road ATM connected from Malitola POP 12Black=12Black
Note on DB109: AIBL Islampur Branch Rowshan Plaza 29-31, Islampur Road, Dhaka-1100 connected from Motijheel POP 12Black=12Black
Note on EV109: AIBL Islampur Branch Rowshan Plaza 29-31, Islampur Road, Dhaka-1100 connected from Motijheel POP 12Black=12Black
Note on FC109: AIBL Islampur Branch Rowshan Plaza 29-31, Islampur Road, Dhaka-1100 connected from Motijheel POP 12Black=12Black
Note on HH109: AIBL Islampur Branch Rowshan Plaza 29-31, Islampur Road, Dhaka-1100 connected from Motijheel POP 12Black=12Black
Note on IB109: AIBL Islampur Branch Rowshan Plaza 29-31, Islampur Road, Dhaka-1100 connected from Motijheel POP 12Black=12Black
Note on II109: AIBL Islampur Branch Rowshan Plaza 29-31, Islampur Road, Dhaka-1100 connected from Motijheel POP 12Black=12Black
Note on IS109: AIBL Islampur Branch Rowshan Plaza 29-31, Islampur Road, Dhaka-1100 connected from Motijheel POP 12Black=12Black
Note on IX109: AIBL Islampur Branch Rowshan Plaza 29-31, Islampur Road, Dhaka-1100 connected from Motijheel POP 12Black=12Black
Note on JC109: AIBL Islampur Branch Rowshan Plaza 29-31, Islampur Road, Dhaka-1100 connected from Motijheel POP 12Black=12Black
Note on JH109: AIBL Islampur Branch Rowshan Plaza 29-31, Islampur Road, Dhaka-1100 connected from Motijheel POP 12Black=12Black
Note on JL109: AIBL Islampur Branch Rowshan Plaza 29-31, Islampur Road, Dhaka-1100 connected from Motijheel POP 12Black=12Black
Note on JP109: AIBL Islampur Branch Rowshan Plaza 29-31, Islampur Road, Dhaka-1100 connected from Motijheel POP 12Black=12Black
Note on JT109: AIBL Islampur Branch Rowshan Plaza 29-31, Islampur Road, Dhaka-1100 connected from Motijheel POP 12Black=12Black
Note on JY109: AIBL Islampur Branch Rowshan Plaza 29-31, Islampur Road, Dhaka-1100 connected from Motijheel POP 12Black=12Black
Note on KV109: AIBL Islampur Branch Rowshan Plaza 29-31, Islampur Road, Dhaka-1100 connected from Motijheel POP 12Black=4Blue(1449--------------ID-8472---------------Shet Mansion 33, Islampur TJB Shamim (1268+4991)--------ID-8472----------- Front of AIBL Shamim(4955+1237) ID#8472--------1196)
Note on L111: AIBL Moulovi Bazar Branch 3, Moulvibazar, Dhaka connected from Motijheel POP 12Yellow=12yellow
Note on BI111: 12Yellow=12yellow
Note on BM111: AIBL Moulovi Bazar Branch 3, Moulvibazar, Dhaka connected from Motijheel POP 12Yellow=12yellow
Note on BQ111: Islami Bank Bangladesh - Nawabpur Branch (Secondary); 210-211 Nawabpur Road, Kotwali, Dhaka ERM - 10482 Connected From Malitola POP 12Yellow + 04Blue (1332----------ID-1501----------1479)Sajahan
Note on BU111: Islami Bank Bangladesh - Nawabpur Branch (Secondary); 210-211 Nawabpur Road, Kotwali, Dhaka ERM - 10482 Connected From Malitola POP 12Yellow
Note on BZ111: Islami Bank Bangladesh - Nawabpur Branch (Secondary); 210-211 Nawabpur Road, Kotwali, Dhaka ERM - 10482 Connected From Malitola POP 12Yellow
Note on CD111: Islami Bank Bangladesh - Nawabpur Branch (Secondary); 210-211 Nawabpur Road, Kotwali, Dhaka ERM - 10482 Connected From Malitola POP 12Yellow
Note on CH111: Islami Bank Bangladesh - Nawabpur Branch (Secondary); 210-211 Nawabpur Road, Kotwali, Dhaka ERM - 10482 Connected From Malitola POP 12Yellow
Note on CM111: Islami Bank Bangladesh - Nawabpur Branch (Secondary); 210-211 Nawabpur Road, Kotwali, Dhaka ERM - 10482 Connected From Malitola POP 12Yellow
Note on CR111: Islami Bank Bangladesh - Nawabpur Branch (Secondary); 210-211 Nawabpur Road, Kotwali, Dhaka ERM - 10482 Connected From Malitola POP 12Yellow
Note on CY111: Islami Bank Bangladesh - Nawabpur Branch (Secondary); 210-211 Nawabpur Road, Kotwali, Dhaka ERM - 10482 Connected From Malitola POP 12Yellow
Note on DB111: Islami Bank Bangladesh - Nawabpur Branch (Secondary); 210-211 Nawabpur Road, Kotwali, Dhaka ERM - 10482 Connected From Malitola POP 12Yellow
Note on EV111: AIBL Moulovi Bazar Branch 3, Moulvibazar, Dhaka connected from Motijheel POP 12Yellow=12yellow
Note on FC111: AIBL Moulovi Bazar Branch 3, Moulvibazar, Dhaka connected from Motijheel POP 12Yellow=12yellow
Note on HH111: DBBL - NAYABAZAR BR ATM, Engilsh Road, Tati Bazar Square, Dhaka connected from Malitola POP 12Yellow=12yellow
Note on HU111: DBBL - NAYABAZAR BR ATM, Engilsh Road, Tati Bazar Square, Dhaka connected from Malitola POP 12Yellow=12yellow
Note on IB111: DBBL - NAYABAZAR BR ATM, Engilsh Road, Tati Bazar Square, Dhaka connected from Malitola POP 12Yellow=12yellow
Note on II111: DBBL - NAYABAZAR BR ATM, Engilsh Road, Tati Bazar Square, Dhaka connected from Malitola POP 12Yellow=12yellow
Note on IS111: DBBL - NAYABAZAR BR ATM, Engilsh Road, Tati Bazar Square, Dhaka connected from Malitola POP 12Yellow + 04 Blue (1149--------------ID-1101)Pobon
Note on IX111: AIBL Moulovi Bazar Branch 3, Moulvibazar, Dhaka connected from Motijheel POP 12Yellow=12yellow
Note on JC111: AIBL Moulovi Bazar Branch 3, Moulvibazar, Dhaka connected from Motijheel POP 12Yellow=12yellow
Note on JH111: AIBL Moulovi Bazar Branch 3, Moulvibazar, Dhaka connected from Motijheel POP 12Yellow=12yellow
Note on JL111: AIBL Moulovi Bazar Branch 3, Moulvibazar, Dhaka connected from Motijheel POP 12Yellow=12yellow
Note on JP111: AIBL Moulovi Bazar Branch 3, Moulvibazar, Dhaka connected from Motijheel POP 12Yellow=12yellow
Note on JT111: AIBL Moulovi Bazar Branch 3, Moulvibazar, Dhaka connected from Motijheel POP 12Yellow=12yellow
Note on JY111: AIBL Moulovi Bazar Branch 3, Moulvibazar, Dhaka connected from Motijheel POP 12Yellow=12yellow
Note on KV111: SEBL - Islampur Branch. Adel Complex (1st,2nd & 3rd floor),Holding#40,Islampur Road,Ward#72, Kotwali, Dhaka ERM - 7652 connected from Imamgonj POP 12yellow=04 Blue
Note on LD111: SEBL - Islampur Branch. Adel Complex (1st,2nd & 3rd floor),Holding#40,Islampur Road,Ward#72, Kotwali, Dhaka ERM - 7652 connected from Imamgonj POP 12yellow=12Yellow
Note on LK111: SEBL - Islampur Branch. Adel Complex (1st,2nd & 3rd floor),Holding#40,Islampur Road,Ward#72, Kotwali, Dhaka ERM - 7652 connected from Imamgonj POP 12yellow=12Yellow
Note on LS111: SEBL - Islampur Branch. Adel Complex (1st,2nd & 3rd floor),Holding#40,Islampur Road,Ward#72, Kotwali, Dhaka ERM - 7652 connected from Imamgonj POP 12yellow=12Yellow
Note on MA111: SEBL - Islampur Branch. Adel Complex (1st,2nd & 3rd floor),Holding#40,Islampur Road,Ward#72, Kotwali, Dhaka ERM - 7652 connected from Imamgonj POP 12yellow=12Yellow
Note on MH111: SEBL - Islampur Branch. Adel Complex (1st,2nd & 3rd floor),Holding#40,Islampur Road,Ward#72, Kotwali, Dhaka ERM - 7652 connected from Imamgonj POP 12yellow=12Yellow
Note on MV111: SEBL - Islampur Branch. Adel Complex (1st,2nd & 3rd floor),Holding#40,Islampur Road,Ward#72, Kotwali, Dhaka ERM - 7652 connected from Imamgonj POP 12yellow=12Brown
Note on EC113: SEBL Bongshal Branch 12 Violet+12 Violet
Note on EV113: SEBL Bongshal Branch 12 Violet+12 Violet
Note on FC113: SEBL Bongshal Branch 12 Violet+12 Violet
Note on HH113: SEBL Bongshal Branch 12 Violet+12 Violet
Note on HU113: SEBL Bongshal Branch 12 Violet+4 Blue
Note on KV113: Amanat Shah Group - M/S Helal & Brothers -Show Room- 87, Islampur, Amanullah Complex.(Ground floor), Kotwali, Dhaka ERM - 9797 Connected From Imamgonj POP 12Violet + 04 Green
Note on LD113: Amanat Shah Group - M/S Helal & Brothers -Show Room- 87, Islampur, Amanullah Complex.(Ground floor), Kotwali, Dhaka ERM - 9797 Connected From Imamgonj POP 12Violet
Note on LK113: Amanat Shah Group - M/S Helal & Brothers -Show Room- 87, Islampur, Amanullah Complex.(Ground floor), Kotwali, Dhaka ERM - 9797 Connected From Imamgonj POP 12Violet
Note on LS113: Amanat Shah Group - M/S Helal & Brothers -Show Room- 87, Islampur, Amanullah Complex.(Ground floor), Kotwali, Dhaka ERM - 9797 Connected From Imamgonj POP 12Violet
Note on MA113: Amanat Shah Group - M/S Helal & Brothers -Show Room- 87, Islampur, Amanullah Complex.(Ground floor), Kotwali, Dhaka ERM - 9797 Connected From Imamgonj POP 12Violet
Note on MH113: Amanat Shah Group - M/S Helal & Brothers -Show Room- 87, Islampur, Amanullah Complex.(Ground floor), Kotwali, Dhaka ERM - 9797 Connected From Imamgonj POP 12Violet
Note on MV113: Amanat Shah Group - M/S Helal & Brothers -Show Room- 87, Islampur, Amanullah Complex.(Ground floor), Kotwali, Dhaka ERM - 9797 Connected From Imamgonj POP 12Violet
Note on HH115: IBBL Lalbagh ATM-2 2nd link Connected from Malitola POP-12Pink
Note on HU115: IBBL Lalbagh ATM-2 2nd link Connected from Malitola POP-12Pink
Note on IB115: IBBL Lalbagh ATM-2 2nd link Connected from Malitola POP-12Pink
Note on II115: IBBL Lalbagh ATM-2 2nd link Connected from Malitola POP-12Pink
Note on IS115: IBBL Lalbagh ATM-2 2nd link Connected from Malitola POP-12Pink
Note on IX115: IBBL Lalbagh ATM-2 2nd link Connected from Malitola POP-12Pink
Note on JC115: IBBL Lalbagh ATM-2 2nd link Connected from Malitola POP-12Pink
Note on JH115: IBBL Lalbagh ATM-2 2nd link Connected from Malitola POP-12Pink
Note on JL115: IBBL Lalbagh ATM-2 2nd link Connected from Malitola POP-12Pink
Note on JP115: IBBL Lalbagh ATM-2 2nd link Connected from Malitola POP-12Pink
Note on JT115: IBBL Lalbagh ATM-2 2nd link Connected from Malitola POP-12Pink
Note on JY115: IBBL Lalbagh ATM-2 2nd link Connected from Malitola POP-12Pink
Note on KV115: IBBL Lalbagh ATM-2 2nd link Connected from Malitola POP-12Pink
Note on LD115: IBBL Lalbagh ATM-2 2nd link Connected from Malitola POP-12Pink
Note on LK115: IBBL Lalbagh ATM-2 2nd link Connected from Malitola POP-12Pink
Note on LS115: IBBL Lalbagh ATM-2 2nd link Connected from Malitola POP-12Pink
Note on MA115: IBBL Lalbagh ATM-2 2nd link Connected from Malitola POP-12Pink
Note on MH115: IBBL Lalbagh ATM-2 2nd link Connected from Malitola POP-12Pink
Note on MV115: IBBL Lalbagh ATM-2 2nd link Connected from Malitola POP-12Pink
Note on L117: Basic Bank Bongshal Branch , Bangshal 230 Northsouth road, Dhaka connected from Motijheel POP 12Trans=12Trans
Note on BI117: 12Trans=12Trans
Note on BM117: Basic Bank Bongshal Branch , Bangshal 230 Northsouth road, Dhaka connected from Motijheel POP 12Trans=12Trans
Note on EV117: Basic Bank Bongshal Branch , Bangshal 230 Northsouth road, Dhaka connected from Motijheel POP 12Trans=12Trans
Note on FC117: Basic Bank Bongshal Branch , Bangshal 230 Northsouth road, Dhaka connected from Motijheel POP 12Trans=12Trans
Note on HH117: Basic Bank Bongshal Branch , Bangshal 230 Northsouth road, Dhaka connected from Motijheel POP 12Trans=12Trans
Note on HU117: Basic Bank Bongshal Branch , Bangshal 230 Northsouth road, Dhaka connected from Motijheel POP 12Trans=4Blue
Note on KV117: Islami Bank - Wiseghat ATM; Ground floor of Holding No. 10, Wiseghat Road, Shop No-9, Wiseghat,, Kotwali, Dhaka ERM - 11232 Connected From Imamgonj POP 12 Trans
Note on LD117: Islami Bank - Wiseghat ATM; Ground floor of Holding No. 10, Wiseghat Road, Shop No-9, Wiseghat,, Kotwali, Dhaka ERM - 11232 Connected From Imamgonj POP 12 Trans
Note on LK117: Islami Bank - Wiseghat ATM; Ground floor of Holding No. 10, Wiseghat Road, Shop No-9, Wiseghat,, Kotwali, Dhaka ERM - 11232 Connected From Imamgonj POP 12 Trans
Note on LS117: Islami Bank - Wiseghat ATM; Ground floor of Holding No. 10, Wiseghat Road, Shop No-9, Wiseghat,, Kotwali, Dhaka ERM - 11232 Connected From Imamgonj POP 12 Trans
Note on MA117: Islami Bank - Wiseghat ATM; Ground floor of Holding No. 10, Wiseghat Road, Shop No-9, Wiseghat,, Kotwali, Dhaka ERM - 11232 Connected From Imamgonj POP 12 Trans
Note on MH117: Islami Bank - Wiseghat ATM; Ground floor of Holding No. 10, Wiseghat Road, Shop No-9, Wiseghat,, Kotwali, Dhaka ERM - 11232 Connected From Imamgonj POP 12 Trans
Note on MV117: Islami Bank - Wiseghat ATM; Ground floor of Holding No. 10, Wiseghat Road, Shop No-9, Wiseghat,, Kotwali, Dhaka ERM - 11232 Connected From Imamgonj POP 12 Trans
Note on DJ118: DBBL - TIPU SULTN ROAD(B0345)36, Tipu Sultan Road, Wari, Dhaka ERM - 9031 Connected From Mlalitola POP 12 Green + 4Blue
Note on DL118: Monno Ceramic Industries Ltd. - 9 Wari Street,Dhaka., Wari, Dhaka ERM - 8939 Connected From Malitola POP 12 Brown + 04 Orange
Note on DN118: Salvo Chemical Ltd. - (Chairman Residance) 40/1 Zorepur Lane, Tipu Sultan Road, Wari, Dhaka ERM - 11268 Connected From Malitola POP 12 Slate + 04 Green
Note on DP118: Dhaka Bank ltd - Wari ATM, Sutrapur, Dhaka IR - 12131 Connected from Malitola POP 04 Trans
Note on AP126: Monno Ceramic Industries Ltd. - 9 Wari Street,Dhaka., Wari, Dhaka ERM - 8939 Connected From Malitola POP 04 Blue
Note on BB126: Monno Ceramic Industries Ltd. - 9 Wari Street,Dhaka., Wari, Dhaka ERM - 8939 Connected From Malitola POP 04 Blue
Note on BJ126: Monno Ceramic Industries Ltd. - 9 Wari Street,Dhaka., Wari, Dhaka ERM - 8939 Connected From Malitola POP 04 Blue
Note on BO126: DBBL - TIPU SULTN ROAD(B0345)36, Tipu Sultan Road, Wari, Dhaka ERM - 9031 Connected From Mlalitola POP 4Blue+4Blue(488---------ID#1542------------450)
Note on CF126: DBBL - TIPU SULTN ROAD(B0345)36, Tipu Sultan Road, Wari, Dhaka ERM - 9031 Connected From Mlalitola POP 4Blue
Note on CM126: DBBL - TIPU SULTN ROAD(B0345)36, Tipu Sultan Road, Wari, Dhaka ERM - 9031 Connected From Mlalitola POP 4Blue
Note on CU126: DBBL - TIPU SULTN ROAD(B0345)36, Tipu Sultan Road, Wari, Dhaka ERM - 9031 Connected From Mlalitola POP 4Blue
Note on IS126: Basic Bank Bongshal Branch , Bangshal 230 Northsouth road, Dhaka connected from Motijheel POP Blue=4Blue
Note on IX126: Basic Bank Bongshal Branch , Bangshal 230 Northsouth road, Dhaka connected from Motijheel POP Blue=4Blue
Note on BO128: Monno Ceramic Industries Ltd. - 9 Wari Street,Dhaka., Wari, Dhaka ERM - 8939 Connected From Malitola POP 04 Orange + 04 Blue
Note on CF128: Monno Ceramic Industries Ltd. - 9 Wari Street,Dhaka., Wari, Dhaka ERM - 8939 Connected From Malitola POP 04 Orange
Note on CM128: Monno Ceramic Industries Ltd. - 9 Wari Street,Dhaka., Wari, Dhaka ERM - 8939 Connected From Malitola POP 04 Orange
Note on CU128: Monno Ceramic Industries Ltd. - 9 Wari Street,Dhaka., Wari, Dhaka ERM - 8939 Connected From Malitola POP 04 Orange
Note on IS128: AIBL North South Road Branch 23 Malitola Lane, North South Road, Bongshal, Dhaka. connected from Motijheel POP 04Ornage=4Blue(779-----ID-8472-------840)Raton
Note on IX128: AIBL North South Road Branch 23 Malitola Lane, North South Road, Bongshal, Dhaka. connected from Motijheel POP 04Ornage=4Blue(779-----ID-8472-------840)Raton
Note on CF130: Salvo Chemical Ltd. - (Chairman Residance) 40/1 Zorepur Lane, Tipu Sultan Road, Wari, Dhaka ERM - 11268 Connected From Malitola POP 04Green + 04 Blue (5424--------------------ID - 139---------5704)Zahid
Note on CM130: Salvo Chemical Ltd. - (Chairman Residance) 40/1 Zorepur Lane, Tipu Sultan Road, Wari, Dhaka ERM - 11268 Connected From Malitola POP 04Green
Note on CU130: Salvo Chemical Ltd. - (Chairman Residance) 40/1 Zorepur Lane, Tipu Sultan Road, Wari, Dhaka ERM - 11268 Connected From Malitola POP 04Green
Note on IS130: SEBL Bonngshal Branch connected from Malitola POP.4Green+4Blue(
Note on IX130: SEBL Bonngshal Branch connected from Malitola POP.4Green+4Blue(4697---------------------ID#3003--------4844)
Note on BB132: Dhaka Bank ltd - Wari ATM, Sutrapur, Dhaka IR - 12131 Connected from Malitola POP 04 Trans + 04 Blue
Note on BJ132: Dhaka Bank ltd - Wari ATM, Sutrapur, Dhaka IR - 12131 Connected from Malitola POP 04 Trans
Note on BO132: Dhaka Bank ltd - Wari ATM, Sutrapur, Dhaka IR - 12131 Connected from Malitola POP 04 Trans
Note on CF132: Dhaka Bank ltd - Wari ATM, Sutrapur, Dhaka IR - 12131 Connected from Malitola POP 04 Trans
Note on CM132: Dhaka Bank ltd - Wari ATM, Sutrapur, Dhaka IR - 12131 Connected from Malitola POP 04 Trans
Note on CU132: Dhaka Bank ltd - Wari ATM, Sutrapur, Dhaka IR - 12131 Connected from Malitola POP 04 Trans
Note on LD139: SEBL - Islampur Branch. Adel Complex (1st,2nd & 3rd floor),Holding#40,Islampur Road,Ward#72, Kotwali, Dhaka ERM - 7652 connected from Imamgonj POP 04Blue+04 Blue (1194----------ID-075----------1219)Pobon
Note on LD141: Islami Bank - Islampur Branch (Secondary); 41-42, Islampur Road, Sutrapur, Dhaka ERM - 10447 Connected From Imamgonj POP 04 Orange+04Blue (6122------ID-139--------------6202)Raton
Note on LD143: Amanat Shah Group - M/S Helal & Brothers -Show Room- 87, Islampur, Amanullah Complex.(Ground floor), Kotwali, Dhaka ERM - 9797 Connected From Imamgonj POP 04 Green + 04 Blue(999-----------ID-8009-----------------802)Sajahan
Note on NW145: SEBL - Islampur Branch. Adel Complex (1st,2nd & 3rd floor),Holding#40,Islampur Road,Ward#72, Kotwali, Dhaka ERM - 7652 connected from Imamgonj POP 12Brown
Note on NW151: Islami Bank Bangladesh Ltd - Wiseghat Branch; Wiseghat Road,, Kotwali, Dhaka ERM - 10491 Connected From Imamgonj POP 12 Red
Note on NW153: Islami Bank - Islami Bank Bangladesh Ltd - Sadar Ghat Branch (Secondary); Mollik Tower 3,3/2 Chittaronjon Avn, PK Roy Road, Bangla Bazar,, Kotwali, Dhaka ERM - 10628 Conncected From Imamgonj POP 12 Black
Note on NW155: Islami Bank - Islampur Branch (Secondary); 41-42, Islampur Road, Sutrapur, Dhaka ERM - 10447 Connected From Imamgonj POP 12 Yellow
Note on NW157: Amanat Shah Group - M/S Helal & Brothers -Show Room- 87, Islampur, Amanullah Complex.(Ground floor), Kotwali, Dhaka ERM - 9797 Connected From Imamgonj POP 12Violet
Note on NW159: Islami Bank Bangladesh Ltd - CMB Branch (Secondary); 93 Chawk Mugaltully, Chowkbazar, Dhaka ERM - 10427 Connected From Imamgonj POP 12 Pink
Note on NW161: Islami Bank - Wiseghat ATM; Ground floor of Holding No. 10, Wiseghat Road, Shop No-9, Wiseghat,, Kotwali, Dhaka ERM - 11232 Connected From Imamgonj POP 12 Trans
Note on JB185: Basic Bank Bongshal Branch , Bangshal 230 Northsouth road, Dhaka connected from Motijheel POP 4Green=6Blue
Note on JB204: Basic Bank Bongshal Branch , Bangshal 230 Northsouth road, Dhaka connected from Motijheel POP =6Blue

## Jatrabari POP
JATRABARI POP | [6 empty] | 10, Hazi Samat Super Market, Jatrabari |  |  |  | City Dental H - 99 ; South Jatrabari |  |  |  | Maa-Er-Doa Bading 121/B, Shahid Faruk Road |  |  |  | Mini Community Center 129, Shahid Faruk Road | [7 empty] | Faisal Traders ; 11/1, Old Gandaria
SW / ROUTER | DEVICE | CLIENT | COLOR |  |  |  | TJB |  |  |  | TJB |  |  |  | TJB |  |  |  | TJB |  |  |  | TJB |  |  |  | TJB
10.41.195.234 |  |  |  | 282 | ID - 8070 | 479 | Sumon | 3055 | ID - 3211 | 2698 | Sumon | 2695 | ID - 3211 | 2416 | Sumon | 640 | ID - 5284 | 456 | Sumon | 453 | ID - 5284 | 321 | Sumon | 1100 | ID - 5284 | 920 | Sumon
RTR - 3 | MC-1310 | Islami Bank - Branch - Jatrabari | Blue |  |  | Islami Bank - Jatrabari | Blue |  |  |  | Blue |  |  |  | Blue |  |  |  | Blue |  |  |  | Blue |  |  | Islami Bank - Gandaria | Blue
RTR - 4 | MC-1310 | Islami Bank - Branch - Gandaria | Orange |  |  |  | Orange |  |  |  | Orange |  |  |  | Orange |  |  |  | Orange |  |  |  | Orange |  |  |  | Orange
RTR - 6 | MC-1310 | DBBL - Shahid Faruk Road | Green |  |  |  | Green |  |  |  | Green |  |  |  | Green |  |  |  | Green |  |  |  | Green |  |  |  | Green
RTR - 6 | MC-1310 | Al-Arafah Islami - Branch - Jatrabari | Brown |  |  |  | Brown |  |  |  | Brown |  |  |  | Brown + Trans |  |  |  | Trans |  |  |  | Trans |  |  |  | Trans
|  |  | Slate |  |  |  | Slate |  |  |  | Slate |  |  |  | Slate
|  |  | White |  |  |  | White |  |  |  | White |  |  |  | White
|  |  | Red |  |  |  | Red |  |  |  | Red |  |  |  | Red
|  |  | Black |  |  |  | Black |  |  |  | Black |  |  |  | Black
|  |  | Yellow |  |  |  | Yellow |  |  |  | Yellow |  |  |  | Yellow
|  |  | Violet |  |  |  | Violet |  |  |  | Violet |  |  |  | Violet
|  |  | Pink |  |  |  | Pink |  |  |  | Pink |  |  |  | Pink
|  |  | Transparent |  |  |  | Transparent |  |  |  | Transparent |  |  |  | Transparent
Note on F6: Islami Bank - Branch - Jatrabari Branch (Secondary); Rahman Mansion, 69, Shahid Faruque Sarak, South Jatrabari,, Jatrabari, Dhaka ERM - 10465 Connected From Jatrabari POP 12 Blue
Note on Z6: Islami Bank - Branch - Jatrabari Branch (Secondary); Rahman Mansion, 69, Shahid Faruque Sarak, South Jatrabari,, Jatrabari, Dhaka ERM - 10465 Connected From Jatrabari POP 12 Blue + 04 Blue (7707-----------ID-2735---------7584)Sumon
Note on AL6: Islami Bank - Gandaria Connected From Jatrabari POP 12 Blue
Note on AX6: Islami Bank - Gandaria Connected From Jatrabari POP 12 Blue + 04 Blue
Note on BJ6: Islami Bank - Gandaria Connected From Jatrabari POP 04 Blue + 04 Blue
Note on BS6: Islami Bank - Gandaria Connected From Jatrabari POP 04 Blue + 04 Blue
Note on CF6: Islami Bank - Gandaria Connected From Jatrabari POP 04 Blue + 04 Blue (917-----------ID-5284---------641)Sumon
Note on F8: Islami Bank - Branch - Gandaria Connected From Jatrabari POP 12 Orange
Note on Z8: Islami Bank - Gandaria Connected From Jatrabari POP 12 Orange + 12 Blue
Note on F10: DBBL - Shahid Faruk Road - Branch - Jatrabari Connected From Jatrabari POP 12 Green
Note on F12: Al-Arafah Islami Bank - Branch - Jatrabari Connected From Jatrabari POP 12 Brown

## Donia POP
DONIA POP | [6 empty] | Medi Plus Pharmacy ; Bornomala Road
SW / ROUTER | DEVICE | CLIENT | COLOR |  |  |  | TJB
10.41.195.68 |  |  |  | 799 | ID - 1702 | 646 | Sumon
RTR - 3 | MC-1310 | Islami Bank - Branch - Donia | Blue |  |  | SEBL - Donia | Blue
Mik - 13 | MC-1310 | Islami Bank - Branch - Donia | Orange |  |  | Islami Bank - Donia | Orange
| MC-1550 | DBBL - Donia | Green |  |  |  | Green
| MC-1310 |  | Brown |  |  |  | Brown
|  |  | Slate |  |  |  | Slate
|  |  | White |  |  |  | White
|  |  | Red |  |  |  | Red
|  |  | Black |  |  |  | Black
|  |  | Yellow |  |  |  | Yellow
|  |  | Violet |  |  |  | Violet
|  |  | Pink |  |  |  | Pink
|  |  | Transparent |  |  |  | Transparent
Note on F6: Islami Bank - Branch - Jatrabari Branch (Secondary); Rahman Mansion, 69, Shahid Faruque Sarak, South Jatrabari,, Jatrabari, Dhaka ERM - 10465 Connected From Jatrabari POP 12 Blue
Note on Z6: SEBL - Branch - Donia Branch Connected From Donia POP 12 Blue + 04 Blue (5546-----------ID-3003---------5884)Kamol
Note on F8: Islami Bank Bangladesh Ltd - Donia Branch; Tijarat Shopping Tower, Donia,, Kadamtali, Dhaka ERM - 11883 Connected From Donia POP 12 Orange
Note on Z8: Islami Bank Bangladesh Ltd - Donia Branch; Tijarat Shopping Tower, Donia,, Kadamtali, Dhaka ERM - 11883 Connected From Donia POP 12 Orange