## New Pla_Dhan
Fiber color code Kwbazae to Dhanmondi 12core
[113 empty] | Main Server Cardiac Hospital Lab Aid 5th Floor | [8 empty] | Lab Aid Diagonostic Center 5th Floor | [11 empty] | Lab Aid Diagonostic Center 3rd Floor
[113 empty] | TJB | [8 empty] | TJB | [11 empty] | Color
[113 empty] | Monir | 2995 |  |  |  | ID # 735 |  |  | 2913 | Monir | 2909 | [8 empty] | ID # 735 | 2853 | Monir
[112 empty] | M/C - 1310 | Blue | [8 empty] | Blue | [11 empty] | Blue
[112 empty] | M/C - 1310 | Orange | [8 empty] | Orange | [11 empty] | Orange | M/C - 1550
[113 empty] | Green | [8 empty] | Green | [11 empty] | Green
[113 empty] | Trans | [8 empty] | Trans | [11 empty] | Trans
[108 empty] | Main Server Cardiac Hospital Lab Aid 5th Floor |  |  |  |  | Side Of Speclised Hospital | [8 empty] | Lab Aid Specialist Hospital 2nd Floor Duct Room | [11 empty] | X-Ray Department Duct Room 1st Floor
[108 empty] | TJB |  |  |  |  | TJB | [8 empty] | TJB | [11 empty] | Color
[108 empty] | Monir | 7671 |  | ID - 1409 | 7602 | Jewel | 7599 |  |  |  | ID - 1409 |  |  | 7567 | Sumon | 7519 | [7 empty] | ID - 1409 |  | 7566 | Monir
[104 empty] | M/C - 1310 |  |  |  | Blue |  |  |  |  | Blue | [7 empty] | 1stFloor | Blue | [11 empty] | Blue
[104 empty] | M/C - 1310 |  |  |  | Orange |  |  |  |  | Orange | [7 empty] | 4th Floor | Orange | [11 empty] | Orange
[104 empty] | M/C - 1310 |  |  |  | Green |  |  |  |  | Green | [7 empty] | 6th Floor | Green | [11 empty] | Green
[108 empty] | Trans |  |  |  |  | Trans | [8 empty] | Trans | [11 empty] | Trans
[120 empty] | Main Server Cardiac Hospital Lab Aid 5th Floor | [13 empty] | Lab Aid Cardiac Center Basement Oxyzen Room | [6 empty] | Lab Aid Cardiac Center Basement Oxyzen Room | [19 empty] | Side OF world University
[120 empty] | TJB | [13 empty] | TJB | [6 empty] | TJB | [19 empty] | TJB
[120 empty] | Monir | 3366 |  |  | ID - 286 | [8 empty] | 3462 | Jewel | 3466 |  |  | ID - 286 |  | 3617 | Jewel |  |  |  |  | 2870 | [13 empty] | 2731 | Jewel | 210
[119 empty] | M/C - 1550 | Blue | [13 empty] | Blue | [6 empty] | Blue | [19 empty] | Blue
[119 empty] | M/C - 1310 | Orange | [13 empty] | Orange | [6 empty] | Orange | [19 empty] | Orange
[120 empty] | Green | Lab Aid 2nd | [12 empty] | Green | [6 empty] | Green | [19 empty] | Green
[120 empty] | Trans | [13 empty] | Trans | [6 empty] | Trans | [19 empty] | Trans
[164 empty] | ID#709 | [7 empty] | ID#709 |  | ID#709
[184 empty] | Beuty Confectionary |  |  |  |  | Side of Green Scqure / Lab Aid Pharma H - 12 | [8 empty] | Green Scqure / Lab Aid Pharma H - 12 3rd Floor
[110 empty] | Bikrompur Sweets /Green Road | [9 empty] | Banijjik Bhaban Opp.Hazi Resturant | [6 empty] | Govt.Staff Quarter Green Road | [6 empty] | Sonali Bank H-2 Road-7 | [7 empty] | Side of Sonali Bank | [6 empty] | Dhanmondi Hospital H-19E Green road | [10 empty] | Opp Medicine Cofner H-15 Green Road | [23 empty] | TJB |  |  |  |  | TJB | [8 empty] | Inside
[23 empty] | Splitter 2:16 | [80 empty] | ID#4565 |  |  |  |  | 1790 |  | Sohidul | 1472 |  | ID#709 |  |  |  |  | 1374 |  |  |  | 1068 |  | ID#953 | 1181 |  | 2261 |  |  | ID#1451 |  | 2140 |  |  |  | 505 |  | ID#2229 |  | 457 |  | 1605 |  | ID#1853 |  |  | 1494 |  |  |  | 762 |  |  |  | 953 | 130 |  | 70 | [16 empty] | 132 | [5 empty] | ID#907 | 207 | Sumon | 3714 | ID - 286 |  | 3935 |  | 3937 |  |  | ID - 286 |  |  |  | 3966
[111 empty] | Blue | [9 empty] | Blue | [13 empty] | Blue | [6 empty] | Blue | [7 empty] | Blue | [5 empty] | ID#803. | [17 empty] | 256 | Blue | [8 empty] | Blue |  |  |  |  | Blue | [8 empty] | Blue
[24 empty] | Blue | Blue | Blue Tube | 1919
[111 empty] | Orange | [9 empty] | Orange | [5 empty] | Orange | [7 empty] | Orange | [6 empty] | Orange | 1300 | [6 empty] | Orange | [9 empty] | Orange | 256 | [12 empty] | 256 | Orange | [8 empty] | Orange |  |  |  |  | Orange | [8 empty] | Orange
[24 empty] | Orange | Blue | Orange Tube | 1919 | DBL Group
[111 empty] | Green | [9 empty] | Green | [13 empty] | Green | [6 empty] | Green | [7 empty] | Green | [9 empty] | Green | Green | 1169 | [12 empty] | Green | [8 empty] | Green |  |  |  |  | Green | [8 empty] | Green
[24 empty] | Green | Blue | Green Tube | 1919 | 2nd Spliter Brac Bank
[23 empty] | Trans | [87 empty] | Trans | [9 empty] | Trans | [13 empty] | Trans | [6 empty] | Trans | [7 empty] | Trans | [9 empty] | Trans |  |  |  | Orange |  |  |  | Blue | [6 empty] | Trans | [9 empty] | 497 | ID#6057 |  |  | Trans | [8 empty] | Trans
[24 empty] | Brown | Orange | Green Tube | 1919 | [136 empty] | 1169 |  |  |  | 606
[24 empty] | Slate | Green | 6808 | [118 empty] | ID - 8024
612
[24 empty] | White | Blue | 6808 | [161 empty] | Salauddin Sir Res.
[147 empty] | Green View Clinic 25/3 Green Road | [26 empty] | Central Hospital Opposite
[24 empty] | Red | Orange | 6808 | Free | [119 empty] | TJB
[146 empty] | 1200 | Raton | [25 empty] | 532
[24 empty] | Black | Trans | 6808 | [120 empty] | Blue
[24 empty] | Blue | [122 empty] | Orange
[92 empty] | Splitter 2:16 | [64 empty] | Cacble Comes from Dhan-4 POP
[24 empty] | Orange | [122 empty] | Green
[92 empty] | Spl-1 | Spliter Green + Blue - 1888 | Blue | Salauddin | 1888
[24 empty] | Spliter Green + 24c (Wh Tube) Blue | Blue | White Tube |  | Thakral | 1919 /1673 | ID - 2109 | [99 empty] | 1428 |  |  | 300 | [13 empty] | Trans
[23 empty] | Trans | [69 empty] | Spliter Brown + Orange - 1888 | Orange | Global Container Line | [35 empty] | 1070 | 397 | 673
[24 empty] | Brown | [106 empty] | 1654 | 1387 | 267
[93 empty] | Spliter Slate + Green - 1888 | Green | Shymol | [35 empty] | 1725 | 1686 | 39
[24 empty] | Slate | [66 empty] | Trans | [39 empty] | 1888 | 1728 | 160 | [30 empty] | 83 Lake Circus Road
[27 empty] | Free | [78 empty] | Dhanmodi Clinic Green Road | [6 empty] | Side of Comfort Hospital Goli | [6 empty] | Domritori Jame Mosjid | [6 empty] | House=168 Opp.Ashraf Furniture | [6 empty] | H-26/1 Lake Circus Road | [7 empty] | 61 Lake Circus Road | [7 empty] | OPP.62 Lake Circus Road | [6 empty] | East Side of 83 Lake Circus
[24 empty] | White | [79 empty] | ID#701 | 5228 |  | 1052 |  |  |  | ID#803 | 1129 | Pobon | 2014 |  | ID#803 |  |  | 2204 | Pobon | 339 | ID#2430 |  |  |  | 389 |  | 397 |  | ID#2430 |  |  | 1070 | Jewel |  |  | 1387 |  | ID#1470 |  | 1654 |  | 1686 |  | ID#1470 |  |  |  | 1725 | Sajahan | 1728 |  |  | ID#1470 |  | 1888 |  |  | 4569 |  | ID#2808 |  | 4521 | Amir | 1596 |  |  | ID#1470 |  | 1920
[92 empty] | Spl-2 | Spliter Blue + Blue - 5307 | Blue | IBBL | 5307 | [9 empty] | Blue | [6 empty] | Blue | [20 empty] | Green | Blue | [14 empty] | Blue | [6 empty] | Blue | [6 empty] | Blue |  |  |  |  | ID#2609
Red
[93 empty] | Spliter Orange + Orange - 5307 | Orange | Innova | 5307 | [9 empty] | Orange | [6 empty] | Orange | [6 empty] | Orange | [6 empty] | Orange | [7 empty] | Orange | [6 empty] | Orange | [6 empty] | Innova | Orange | [6 empty] | Orange | [6 empty] | Orange | [6 empty] | IBBL Panthapath Branch
Black
[106 empty] | Green | [6 empty] | Green | [5 empty] | Blue | Green | [14 empty] | Green | [14 empty] | Green | Blue | 1751 | ID - 2609 |  |  |  | Green | [6 empty] | Green
[93 empty] | Brown | Trans | [11 empty] | Trans | [6 empty] | Trans | [6 empty] | Trans | [14 empty] | Trans | [14 empty] | Trans | [6 empty] | Trans | [6 empty] | Trans
[60 empty] | H - 76 ; Free School Road | [6 empty] | H - 76/C ; Free School Road
[60 empty] | Raton | [6 empty] | Raton
[59 empty] | 79 | Blue | 7448 | ID - 2735 |  |  |  | Thakral Res. | Blue | [25 empty] | Spliter Red + Red - 5221 | Red | Mars Freght Panthapath |  |  | 5221 | [51 empty] | 1751 | id - 2609 | [22 empty] | Cable goes to Panthapath backbone
[149 empty] | 2427 | id - 1133
[60 empty] | Orange | [6 empty] | Orange | [25 empty] | Spliter Black + Slae - 5221 | Slate | Warpo | 5221 | [7 empty] | 5307 | 5228 | 79
[104 empty] | 1129 | 1052 | 77
[60 empty] | Green | [6 empty] | Green | [25 empty] | Spliter White + Orange - 5221 | Orange | SIBL | 5221 | [9 empty] | 0
[60 empty] | Trans | [6 empty] | Trans | [25 empty] | Blue
[93 empty] | Orange |  |  | ID - 574 |  | ID - 574 |  | ID - 574
Green
Brown
|  |  | OK | [9 empty] | Side of Planners POP |  |  |  | POP Roof Top |  |  |  |  | Roof Top o Dustbin Side of Planners (Dustbin) | [18 empty] | Khan Adarsho Biddaloy |  |  |  |  | Katal Bagan Milon Rice Store |  |  |  |  | Salma Londory/Rahima Heritage. 33 Kathal bagan | [10 empty] | Sumon Rice Agency, Kathal bagan |  |  |  |  | Modina Rice store, A/7 kathal bagan/DBBL FT |  |  |  |  | Dinajpur Rice 209 Kathal Bagan |  |  |  |  | Manoshi Medical 54/11 green road |  |  |  | Mukti Blood Bank Electric Pool | [5 empty] | Mukti Blood Bank | [42 empty] | Lab Science Hotel Al Fahad Green Road | [8 empty] | World University 153/1 LAB SCIENCE DIGONISTIC CENTER | [34 empty] | Enam Enterprize Opp. Nasir Rent-E-Car 152/2-Ka, Green Road | [8 empty] | Behind Of Firoz Tower | [5 empty] | Near Feroj tower | [13 empty] | Back Side of Feroj tower | [22 empty] | Silk Route Inside
|  |  | Switch No & Port | FMC Infromation | LIU 2 | Planners POP | [6 empty] | TJB |  |  |  | TJB |  |  |  |  | TJB | [18 empty] | TJb |  |  |  |  | TJb | [5 empty] | TJb | [10 empty] | TJb |  |  |  |  | TJb |  |  |  |  | TJb |  |  |  |  | TJb |  |  |  | TJb |  |  |  |  | Tube |  |  | Sumon
[5 empty] | Tube | LIU port no. | Code | 0 | ID#2103 |  |  | 11 | Raton | 61 | ID#2103 | 97 | Amir | 101 | ID#2103 |  | 131 | [13 empty] | 1919 |  |  | ID - 2109 |  | 2229 | Jewel |  | 2265 |  | 2340 | Monir |  | 2343 | ID-2103 | 2458 |  | Sabuj | 1529 | [7 empty] | 1667 |  | Sumon | 1681 | ID#2112 | 1704 |  | Sumon | 1707 | ID#2112 | 1799 |  | Sumon | 1863 | ID#2112 | 1911 |  | Sumon | 1212 | 1255 |  | Sumon | 1259 | ID#2103 |  | 1274 | [27 empty] | 5253 | ID#578 | [5 empty] | ID#578 | [7 empty] | 4939 |  | 249 |  |  |  | ID#7178 |  |  | 284 | [29 empty] | 1882 | ID#6708 |  |  |  | 1985 |  | 2003 |  |  |  | ID#6708 |  |  | 2012 | Amir | 2043 |  | ID#6708 |  | 2068 | [7 empty] | Sumon |  |  |  | 5435 | ID#405 | 5418
[5 empty] | White | 1 | Green |  |  | Dhaka Tribune Panthopath |  | Techvally | [7 empty] | White | Green | [10 empty] | Green | White | Green | [6 empty] | White | Green |  |  |  | White | Green |  |  |  | White | Green | [9 empty] | White | Green |  |  |  | White | Green |  |  |  | White | Green |  |  |  | White | Green |  |  | White | Green |  |  |  |  | White | Green | [24 empty] | Blue | [16 empty] | Blue | [8 empty] | Blue | Blue | [6 empty] | 899 | [26 empty] | Blue | [8 empty] | Blue | [5 empty] | Blue | [9 empty] | Blue |  |  |  | Blue | [15 empty] | Blue | 2754 |  |  | ID#2814 |  |  | Blue
[6 empty] | 2 | Blue |  |  | Chittagong Online Ltd. BDIX | [10 empty] | Blue | [10 empty] | Blue |  | Blue | [7 empty] | Blue |  |  |  |  | Blue |  |  |  |  | Blue | 3 | ID - 5284 | [8 empty] | Blue |  |  |  |  | Blue |  |  |  |  | Blue |  |  |  |  | Blue |  |  |  | Blue | [5 empty] | Blue | [24 empty] | Orange | [16 empty] | Orange | [8 empty] | Orange | Orange | [6 empty] | 899 | [18 empty] | Red | Orange | Orange | [5 empty] | Orange | [8 empty] | Orange | [5 empty] | Orange | [9 empty] | Orange |  |  |  | Orange | [15 empty] | Trans | [6 empty] | Trans
[6 empty] | 3 | Orange |  |  |  | Silk Route | [9 empty] | Orange | [10 empty] | Orange |  | Orange | [7 empty] | Orange |  |  |  |  | Orange |  |  |  |  | Orange | [10 empty] | Orange |  |  |  |  | Orange |  |  |  |  | Orange |  |  |  |  | Orange |  |  |  | Orange | [5 empty] | Orange | [24 empty] | Green | [16 empty] | Green | [8 empty] | Green | Green | [6 empty] | 899 | [19 empty] | Green | Green | [5 empty] | Green | [8 empty] | Green |  |  |  |  | Silk route | Green | [9 empty] | Green |  |  |  | Green | [15 empty] | Blue
|  |  | Hu Port # 25 | SFP#25-1310 |  | 4 | Trans | Planners to BDIX | [12 empty] | Trans | [10 empty] | Trans |  | Trans | [7 empty] | Trans |  |  |  |  | Trans |  |  |  |  | Trans | [10 empty] | Trans |  |  |  |  | Trans |  |  |  |  | Trans |  |  |  |  | Trans |  |  |  | Trans | [5 empty] | Trans | [24 empty] | Brown | [16 empty] | Brown | [8 empty] | Brown | Brown | [6 empty] | 1882 | [19 empty] | Brown | Brown | [5 empty] | Brown | [8 empty] | Brown |  |  |  |  | BDIX | Brown | [9 empty] | Trans |  |  |  | Trans | [15 empty] | Trans | 1375
|  |  | Cisco-11 | 1550 | Blue | 5 | Green | SCB Basundhara City | [11 empty] | Blue | Green | [10 empty] | Green | Blue | Green | [6 empty] | Blue | Green |  |  |  | Blue | Green |  |  |  | Blue | Green | [9 empty] | Blue | Green |  |  |  | Blue | Green |  |  |  | Blue | Green |  |  |  | Blue | Green |  |  | Blue | Green |  |  |  |  | Blue | Green | [24 empty] | Slate | [16 empty] | Slate | [8 empty] | Slate | Slate | [26 empty] | Slate | [6 empty] | Slate | Blue | 1448 | [6 empty] | Slate | [5 empty] | Slate | [29 empty] | Blue | 1783
BDIX Inside
[6 empty] | 6 | Blue |  |  | Daily Star HO Wast Tejture Bazar, | [10 empty] | Blue | [10 empty] | Blue |  | Blue | [7 empty] | Blue |  |  |  |  | Blue |  |  |  |  | Blue | [10 empty] | Blue |  |  |  |  | Blue |  |  |  |  | Blue |  |  |  |  | Blue |  |  |  | Blue | [5 empty] | Blue | [24 empty] | White | [16 empty] | White | [8 empty] | White | White | [6 empty] | 899 | [19 empty] | Transparent | [6 empty] | Trans |  | 12 Core | [6 empty] | Trans | [5 empty] | Transparent | [29 empty] | Orange
LIU-1 Port-12 | Patch Cord |  |  |  |  | 7 | Orange | CCT To Panthapath Overhead Link |  | Eastern Bank Ltd, Panthopath Offsite ATM, | [10 empty] | Orange | [10 empty] | Orange |  | Orange | [7 empty] | Orange |  |  |  |  | Orange |  |  |  |  | Orange | [10 empty] | Orange |  |  |  |  | Orange |  |  |  |  | Orange |  |  |  |  | Orange |  |  |  | Orange | [5 empty] | Orange | [24 empty] | Red | [16 empty] | Red | [8 empty] | Red | [79 empty] | Green | [6 empty] | Blue
[6 empty] | 8 | Trans |  |  | Business Object Solution West Panthapath | [10 empty] | Trans | [10 empty] | Trans |  | Trans | [7 empty] | Trans |  |  |  |  | Trans |  |  |  |  | Trans | [10 empty] | Trans |  |  |  |  | Trans |  |  |  |  | Trans |  |  |  |  | Trans |  |  |  | Trans | [5 empty] | Trans | [24 empty] | Black | [16 empty] | Black | [8 empty] | Black | [28 empty] | Blue | [50 empty] | Trans |  |  |  |  | ID#2814 |  | Trans
[176 empty] | ID#8628 | [13 empty] | 1619 |  | 1619 |  | 1635
[5 empty] | Orange | 9 | Green |  |  | Metrodesk Panthapath | [9 empty] | Orange | Green | [10 empty] | Green | Orange | Green | [6 empty] | Orange | Green |  |  |  | Orange | Green |  |  |  | Orange | Green | [9 empty] | Orange | Green |  |  |  | Orange | Green |  |  |  | Orange | Green |  |  |  | Orange | Green |  |  | Orange | Green |  |  |  |  | Orange | Green | [24 empty] | Yellow | [16 empty] | Yellow | [8 empty] | Yellow
ID#766
[6 empty] | 10 | Blue |  |  | DBL Group Green road | [10 empty] | Blue | [10 empty] | Blue |  | Blue | [7 empty] | Blue |  |  |  |  | Blue |  |  |  |  | Blue | [10 empty] | Blue |  |  |  |  | Blue |  |  |  |  | Blue |  |  |  |  | Blue |  |  |  | Blue | [5 empty] | Blue | [24 empty] | Violet | [16 empty] | Violet | [8 empty] | Violet | [43 empty] | Behind Of Firoz Tower | [15 empty] | Hazi Ahnmed & Brother Inside | [26 empty] | BDIX COL 24 core Bamboo
[190 empty] | ID#2816 |  | ID#2816 |  | ID# 5275
[6 empty] | 11 | Orange | [13 empty] | Orange | [10 empty] | Orange |  | Orange | [7 empty] | Orange |  |  |  |  | Orange |  |  |  |  | Orange | [10 empty] | Orange |  |  |  |  | Orange |  |  |  |  | Orange |  |  |  |  | Orange |  |  |  | Orange | [5 empty] | Orange | [24 empty] | Pink | [16 empty] | Pink | [8 empty] | Pink | [42 empty] | 1401 | Amir | 7781
[183 empty] | Blue |  |  |  | Blue | [10 empty] | 1526 | Blue | [24 empty] | 1730 | Blue | Red |  | Or Tube
[6 empty] | 12 | Trans | [13 empty] | Trans | [10 empty] | Trans |  | Trans | [7 empty] | Trans |  |  |  |  | Trans |  |  |  |  | Trans | [10 empty] | Trans |  |  |  |  | Trans |  |  |  |  | Trans |  |  |  |  | Trans |  |  |  | Trans | [5 empty] | Trans | [24 empty] | Transparent | [16 empty] | Transparent | [8 empty] | Transparent
[183 empty] | Orange |  |  |  | Trans | [11 empty] | Orange
[5 empty] | Green | 13 | Green | Rahat Sir Link |  | The Bangladesh Today | Brack Bank Green road | [8 empty] | Green | Green | [10 empty] | Green | Green | Green | [6 empty] | Green | Green |  |  |  | Green | Green |  |  |  | Green | Green | [9 empty] | Green | Green |  |  |  | Green | Green |  |  |  | Green | Green |  |  |  | Green | Green |  |  | Green | Green |  |  |  |  | Green | Green
[182 empty] | Blue | Green |  | Cable Goes to Panthapath POP | [13 empty] | Green
[6 empty] | 14 | Blue |  |  | COO Res, Green road | [10 empty] | Blue | [10 empty] | Blue |  | Blue | [7 empty] | Blue |  |  |  |  | Blue |  |  |  |  | Blue | [10 empty] | Blue |  |  |  |  | Blue |  |  |  |  | Blue |  |  |  |  | Blue |  |  |  | Blue | [5 empty] | Blue | Splitter
[155 empty] | Slate |  | Brown | [25 empty] | Trans | [15 empty] | Trans
[6 empty] | 15 | Orange |  |  | IBBL Panthopath Brnach, | [10 empty] | Orange | [10 empty] | Orange |  | Orange | [7 empty] | Orange |  |  |  |  | Orange |  |  |  |  | Orange | [10 empty] | Orange |  |  |  |  | Orange |  |  |  |  | Orange |  |  |  |  | Orange |  |  |  | Orange | [5 empty] | Orange
[153 empty] | ID#1706 |  | ID#1706 |  | ID#1706 |  | ID#1706 |  | ID#1706 |  | ID#1706
[6 empty] | 16 | Trans |  |  | Mithu Sir Res. | [10 empty] | Trans | [10 empty] | Trans |  | Trans | [7 empty] | Trans |  |  |  |  | Trans |  |  |  |  | Trans | [10 empty] | Trans |  |  |  |  | Trans |  |  |  |  | Trans |  |  |  |  | Trans |  |  |  | Trans | [5 empty] | Trans
[5 empty] | Brown | 17 | Green | [12 empty] | Brown | Green | [10 empty] | Green | Brown | Green | [6 empty] | Brown | Green |  |  |  | Brown | Green |  |  |  | Brown | Green | [9 empty] | Brown | Green |  |  |  | Brown | Green |  |  |  | Brown | Green |  |  |  | Brown | Green |  |  | Brown | Green |  |  |  |  | Brown | Green
[6 empty] | 18 | Blue | [13 empty] | Blue | [10 empty] | Blue |  | Blue | [7 empty] | Blue |  |  |  |  | Blue |  |  |  |  | Blue | [10 empty] | Blue |  |  |  |  | Blue |  |  |  |  | Blue |  |  |  |  | Blue |  |  |  | Blue | [5 empty] | Blue
[6 empty] | 19 | Orange | [13 empty] | Orange | [10 empty] | Orange |  | Orange | [7 empty] | Orange |  |  |  |  | Orange |  |  |  |  | Orange | [10 empty] | Orange |  |  |  |  | Orange |  |  |  |  | Orange |  |  |  |  | Orange |  |  |  | Orange | [5 empty] | Orange
[6 empty] | 20 | Trans | [13 empty] | Trans | [10 empty] | Trans |  | Trans | [7 empty] | Trans |  |  |  |  | Trans |  |  |  |  | Trans | [10 empty] | Trans |  |  |  |  | Trans |  |  |  |  | Trans |  |  |  |  | Trans |  |  |  | Trans | [5 empty] | Trans
[5 empty] | Slate | 21 | Green |  |  | Pretty Homes & Technologies Ltd | [9 empty] | Slate | Green | [10 empty] | Green | Slate | Green | [6 empty] | Slate | Green |  |  |  | Slate | Green |  |  |  | Slate | Green | [9 empty] | Slate | Green |  |  |  | Slate | Green |  |  |  | Slate | Green |  |  |  | Slate | Green |  |  | Slate | Green |  |  |  |  | Slate | Green
[153 empty] | White |  | Slate |  | Brown |  | 854 |  | SIBL Foundation |  | Blue
[6 empty] | 22 | Blue |  |  | Somoy Media limited. | [10 empty] | Blue | [10 empty] | Blue |  | Blue | [7 empty] | Blue |  |  |  |  | Blue |  |  |  |  | Blue | [10 empty] | Blue |  |  |  |  | Blue |  |  |  |  | Blue |  |  |  |  | Blue |  |  |  | Blue | [5 empty] | Blue | [70 empty] | World University / Mercantile Bank
[6 empty] | 23 | Orange |  |  | DK Technology Ltd. | [10 empty] | Orange | [10 empty] | Orange |  | Orange | [7 empty] | Orange |  |  |  |  | Orange |  |  |  |  | Orange | [10 empty] | Orange |  |  |  |  | Orange |  |  |  |  | Orange |  |  |  |  | Orange |  |  |  | Orange | [5 empty] | Orange | [70 empty] | 1749
[153 empty] | White |  | Orange |  | Brown | [5 empty] | Blue
|  | OLT Main |  | GSFP-3 |  | 24 | Trans |  |  | Sevenhill Limited | [10 empty] | Trans | Trans | [9 empty] | Trans |  | Trans | [7 empty] | Trans |  |  |  |  | Trans |  |  |  |  | Trans | [10 empty] | Trans |  |  |  |  | Trans |  |  |  |  | Trans |  |  |  |  | Trans |  |  |  | Trans | [5 empty] | Trans
[33 empty] | Front of Planners Gate | [8 empty] | Nurul Enginnering Side of Nasir Center
[31 empty] | ID#1134 | 6878 | Sumon | 6885 | [5 empty] | ID#1134 | 6960 | Sumon
[33 empty] | Blue | [8 empty] | Blue | Blue | 6124 | ID#2574 |  | 5977 | Somoy Media limited.
[33 empty] | Orange | [8 empty] | Orange | Blue | 6192 | ID#2735 |  | 6058 | DK Technology Ltd.
[33 empty] | Green | [8 empty] | Green | Blue | 816 | ID#2810 |  | 947 | Pretty Homes & Technologies Ltd
[33 empty] | Trans | [8 empty] | Trans | Blue | 567 | ID#5666 |  | 682 | Sevenhill Limited
[190 empty] | Standard Bank Green Road | [5 empty] | Sathi Telecom House#51, East Rajabazar | [5 empty] | H # 66/1 East Raja Bazar | [8 empty] | 95/A, East Raja Bazar |  |  |  | Side of Haque Chamber /Boubazar |  |  |  | Haque Chember A/C corner /Dhaka Bank ATM |  |  |  |  | Metro Desk
[190 empty] | TJB | [5 empty] | TJB | [5 empty] | TJB | [8 empty] | TJB |  |  |  | TJB |  |  |  | TJB |  |  |  |  | TJB
[189 empty] | 824 | Jewel | 2226 |  | ID#2810 |  | 2160 | Jewel | 880 |  | ID#551 |  | 1078 | Sumon | 2 | ID#5703 | [5 empty] | 86 | Sumon | 89 | ID#5703 | 394 | Jewel | ** | ID#1338 | ** | Jewel | 575 |  | ID#1452 | 523 | Jewel
[190 empty] | Blue | [5 empty] | Blue | [5 empty] | Blue | [8 empty] | Blue |  |  |  | Blue |  |  |  | Blue |  |  |  |  | Blue
[190 empty] | Orange | [5 empty] | Orange | [5 empty] | Orange | [8 empty] | Orange |  |  |  | Orange |  |  |  | Orange |  |  |  |  | Orange | P2P total length 606M
[190 empty] | Green | [5 empty] | Green | [5 empty] | Green | [8 empty] | Green |  |  | Orange | Green |  |  |  | Green |  |  |  |  | Green
[190 empty] | Trans | [5 empty] | Trans | [5 empty] | Trans | [8 empty] | Trans |  |  | R R Foundation | Trans |  |  |  | Trans |  |  |  |  | Trans
[153 empty] | ID - 8628 |  | ID - 8628 |  | ID - 8628 |  | ID - 8628 |  | ID - 8628 |  | ID - 8628
[153 empty] | White |  | Slate |  | Brown |  | Green |  | Orange |  | Blue
1705
Mutual Trust bank E/P , Panthopath mor Sumon
NTTN 456m
Green road POC
[158 empty] | 656 | 30
[153 empty] | White |  | Slate |  | Brown |  | Green |  | Orange |  | Blue
ID#2032
[153 empty] | White |  | Slate |  | Brown |  | Green |  | Orange |  | Blue
642
Opp.Khusbo,150,Green Road Panthapath Moor
3125
[153 empty] | Violet |  | Slate |  | Brown |  | Red |  | White |  | Slate
[153 empty] | ID - 5358 |  | ID - 5358 |  | ID - 5358 |  | ID - 5358 |  | ID - 5358 |  | ID - 5358
[115 empty] | Uttara Bank Green road | [25 empty] | Side of Hamdard | [11 empty] | Khusbo,150,Green Road | [36 empty] | MIM Pharmacy 143 Green road | [21 empty] | Standard Bank Green Road | [13 empty] | New Kastori Sweets?OppChanda Hall
[141 empty] | TJB | [30 empty] | TJB | [18 empty] | TJB | [34 empty] | TJB
[106 empty] | Cables Comes from Panthapath POP | [7 empty] | 2293 | [26 empty] | Nurul | 286 |  | ID#7178 | [27 empty] | Nurul | 356 |  | ID#7178 | [13 empty] | 601 | [13 empty] | 2980 | [6 empty] | ID#506 | 3045 |  | 1169 | ID#803 | 1457 |  | 1459 |  |  |  | ID#803 |  |  |  | 1599
[115 empty] | Green | White |  |  |  |  | Blue | [19 empty] | Blue | [30 empty] | Blue | [17 empty] | Blue | [11 empty] | Blue | [9 empty] | Blue | [12 empty] | DBL Group | Blue
[115 empty] | Blue | [5 empty] | Orange | [19 empty] | Orange | [30 empty] | Orange | [17 empty] | Orange | [11 empty] | Orange | [9 empty] | Orange |  |  |  | Orange | [9 empty] | Orange
[115 empty] | Orange | [25 empty] | Green | [30 empty] | Green | [17 empty] | Green | [11 empty] | Green | [23 empty] | Green
[115 empty] | Trans | [5 empty] | Brown | [19 empty] | Brown | [30 empty] | Brown | [17 empty] | Brown | [11 empty] | Brown | [23 empty] | Brown
[115 empty] | Green | Blue |  |  |  |  | Slate | [19 empty] | Slate | [22 empty] | 3063 |  |  | Slate |  |  |  |  | Slate | [17 empty] | Slate | Blue | 11813 | [9 empty] | Trans | [23 empty] | Slate
[115 empty] | Blue | [25 empty] | White | [30 empty] | White | [17 empty] | White | Green
[115 empty] | Orange |  | Green | 2461 | ID#5358 | 12core |  |  |  | ID#5358 | [15 empty] | 2514 | Green |  |  | Green | 7261 | 4Core |  |  |  | ID#201 | 7286 | Green | [11 empty] | 3063 |  |  | White |  |  |  |  | Red | [17 empty] | Red | Orange | 11813
[115 empty] | Trans | [5 empty] | Black | [19 empty] | Black |  |  | Blue | [7 empty] | Blue | [14 empty] | Blue |  |  |  |  | Black | [17 empty] | Black | Slate | [42 empty] | Projapoti Goha TJB
TJB
[115 empty] | Green | Orange |  |  |  |  | Yellow | [19 empty] | Yellow | [30 empty] | Yellow | [17 empty] | Yellow | [39 empty] | ID#1204 |  |  | 515 | Blue | Cable Goes to KB to Plananers BB bone
[115 empty] | Blue | [5 empty] | Violet | [19 empty] | Violet |  |  | Trans | [18 empty] | 3063 | 3063 |  |  | Violet |  |  |  |  | Violet | [17 empty] | Violet | Blue | [42 empty] | Orange
[115 empty] | Orange | [5 empty] | Pink | [19 empty] | Pink | [30 empty] | Pink | [17 empty] | Pink | [43 empty] | Green
[115 empty] | Trans | [5 empty] | Transparent | [19 empty] | Transparent | [30 empty] | Transparent | Yellow | [16 empty] | Transparent | [43 empty] | Trans
[115 empty] | Green | Green
Blue
[228 empty] | 680 | 680
[115 empty] | Orange | [113 empty] | Blue
[203 empty] | Bismillah Rice Agency |  |  |  |  | Banani Traders 16-1 Garden | [6 empty] | Ahmed Farmecy, 17/1 |  |  |  |  | Back side gate of basundhara |  |  |  | Back side gate of Basundhara | [9 empty] | Backside of SCB ATM Bosundhara City
[115 empty] | Trans | [87 empty] | TJB |  |  |  |  | TJB | [6 empty] | TJB |  |  |  |  | TJB 1 |  |  |  | TJB 2 | [9 empty] | TJB
[202 empty] | 12050 | Blue | 1362 | ID#8677 | 12 F | 1460 | Blue | 12084 |  |  |  |  | 12188 | Blue | 1824 |  |  | 1757 | Blue | 1755 | ID#5874 | 1619 | Blue | [5 empty] | Blue | 8355 |  | 8208 | Blue
[115 empty] | Green | Brown
[203 empty] | Orange |  |  |  |  | Orange | [6 empty] | Orange |  |  |  |  | Orange | Green |  |  | Orange | Orange |  |  |  |  | Orange |  |  |  | Orange
Blue
[203 empty] | Green |  |  |  |  | Green | [6 empty] | Green |  |  |  |  | Green | Orange |  |  | Green | [5 empty] | Green |  |  |  | Green
Orange
[203 empty] | Brown |  |  |  |  | Brown | [6 empty] | Brown |  |  |  |  | Brown |  |  |  | Brown | Orange |  |  |  |  | Brown |  |  |  | Trans
Trans
[203 empty] | Slate |  |  |  |  | Slate | [6 empty] | Slate |  |  |  |  | Slate |  |  |  | Slate | Green |  |  |  |  | Slate
[115 empty] | Green | Slate
[203 empty] | Trans | White |  |  | White | Trans | [6 empty] | Trans |  |  |  |  | Trans |  |  |  | Trans | [5 empty] | Trans |  | 680 | ID#1204
[115 empty] | Blue | [113 empty] | Blue
[227 empty] | 7799 | 7799 | 7799
Orange
Trans
[234 empty] | Behind DHK tower Sumon |  |  | Front of EBL |  |  | EBL
[234 empty] | TJB 2 |  |  | TJB 2 |  |  | TJB 2
[235 empty] | 7970 | 8060 |  | 797 | 785
[234 empty] | Blue |  |  | Blue |  |  | Blue
[234 empty] | Orange |  |  | Orange |  | EBL | Orange
[234 empty] | Green |  |  | Green |  |  | Green
[234 empty] | Brown |  |  | Brown |  |  | Brown
[234 empty] | Slate |  |  | Slate |  |  | Slate
[234 empty] | Trans |  |  | Trans |  |  | Trans
Cable Comes from Planners Newmarket
[89 empty] | ID#612 |  | ID#612 |  | ID#612 |  | ID#612
[89 empty] | Blue |  |  |  | Green
Orange
3177
Splitter 2:8
Trans
[66 empty] | Blue | [19 empty] | Orange |  | Green |  | Brown |  | Blue |  | Orange |  | Green |  | Brwon
[66 empty] | Blue | [19 empty] | Brwon |  | Slate |  |  |  | Blue |  | Brown |  | Slate |  | Orange
[39 empty] | Dhanmondi Clinic | [16 empty] | Latif commercial Agancy 177/6-7 | [8 empty] | Opp Brac Bank ATM Green Road | [43 empty] | Barger Color / Doel Pharma 196,Green Road | [10 empty] | H - 228, Carmo Foam, Green Road | [10 empty] | H - 226, Green Road,Rupsha Community Center | [7 empty] | Opp Green life hospital, Sonali Bank Road#7 | [8 empty] | H - 19/E, Dhanmondi Hospital, Green Road | [6 empty] | Dhan 6, Green road/ Commartial bank | [6 empty] | Centerl Hospital Green Road | [13 empty] | H - 19/E, Dhanmondi Hospital, Green Road |  |  |  |  | Bangladesh Kirishi unnionn corporation / Dhan 5, Green road
[39 empty] | TJB Monir | [25 empty] | TJb | Monir | [42 empty] | Jewel | [10 empty] | Jewel | [10 empty] | Jewel | [7 empty] | Jewel | [8 empty] | Jewel | [6 empty] | Jewel | [6 empty] | Sumon | [13 empty] | Jewel |  |  |  |  | Sumon/amir
[49 empty] | 290 |  |  | ID#2430 |  |  | 251 |  | 2882 | ID#1234 | [5 empty] | 2963 | [35 empty] | 2964 |  | ID - 1251 | [5 empty] | 3050 | [6 empty] | 2452 |  | ID - 1451 |  | 2408 |  | 1379 | ID-2810 |  | 1442 | [8 empty] | 2354 |  |  | ID - 1451 |  | 2122 |  | 1481 | ID#1853 | [5 empty] | 1608 |  | 582 |  | ID#430 |  |  | 637 |  |  |  |  | 16280 |  | 16129 | [8 empty] | 2979 |  | ID#506 |  |  | 3047 |  | 3054 | ID#506 |  | 3083 |  |  |  | 1069 | ID#686 | [7 empty] | Cable goes to Dhanmondi Pls See Dhanmondi 4 POP
[46 empty] | 251 | Blue | Blue | [7 empty] | Blue | [8 empty] | Blue | 3177 | [30 empty] | 3177 |  | Blue | [9 empty] | Blue | [5 empty] | Blue |  |  |  |  | Blue | [10 empty] | Blue | [7 empty] | Blue | [8 empty] | Blue | [5 empty] | Blue |  |  |  | Blue |  |  |  | Blue | [6 empty] | Blue | [6 empty] | Blue |  |  |  | COO Res, | Blue |  | Blue
[46 empty] | 251 | Orange | Orange | [7 empty] | Orange | [8 empty] | Orange | [33 empty] | Orange | [9 empty] | Orange | [5 empty] | Orange |  |  |  |  | Orange | [10 empty] | Orange | [7 empty] | Orange | [8 empty] | Orange | [5 empty] | Orange |  |  |  | Orange |  |  |  | Orange | [6 empty] | Orange | [6 empty] | Orange |  |  |  |  | Orange |  | Orange | SCB Branch Dhan-5
[46 empty] | 251 | Green | Green | [7 empty] | Green | [8 empty] | Green | 3177 | [32 empty] | Green | [9 empty] | Green | [5 empty] | Green |  |  |  |  | Green | [10 empty] | Green | [7 empty] | Green | [8 empty] | Green | [5 empty] | Green |  |  |  | Green | LABAID MD House |  |  | Green | [6 empty] | Green | [6 empty] | Green |  |  |  |  | Green |  | Green
[46 empty] | 251 | Trans | Brown | [7 empty] | Brown | [8 empty] | Brown | 3177 | [32 empty] | Brown | [9 empty] | Brown | Orange |  |  |  |  | Trans |  |  |  |  | Trans | [10 empty] | Trans | [7 empty] | Trans | [8 empty] | Trans | [5 empty] | Trans |  |  | Green | Brown |  |  |  | Brown | [6 empty] | Trans | [6 empty] | Trans |  |  |  |  | Trans | 350 | Brown
[48 empty] | Slate | [7 empty] | Slate | [8 empty] | Slate | [33 empty] | Slate | [9 empty] | Slate | Green | [46 empty] | Trans | Slate |  |  |  | Slate | [19 empty] | ID - 3130 | Slate
[48 empty] | Trans | [7 empty] | Trans | [8 empty] | Trans | [33 empty] | Trans |  | Lab Aid 2nd Link | [7 empty] | Trans | Trans | [47 empty] | Trans |  |  |  | Trans | [20 empty] | Trans
Need Check Islami Bank Color with spliter
[41 empty] | ID#2430 | [140 empty] | Cable Gose To Clear Channel Lab Aid
[39 empty] | Blue |  | Orange |  | Green |  | Trans
360
H-177/C, Dormatori Jama Mosjid Green Road TJB Sumon
379
ID#2430
[39 empty] | Blue |  | Orange | 1070 | Green |  | Trans
H-26/1, Lake circuse Road TJB Jewel
[39 empty] | Green |  | Orange | 1387 | Blue |  | Trans
[85 empty] | Dhaka Tribune FR Tower, 8/C Panthopath, Shukrabad | [15 empty] | Side Of Square Hospital | [14 empty] | Square Hospital POC | [24 empty] | Tejgaon Thana POC | [12 empty] | Tejgaon Thana POC TJB
[66 empty] | 2170 | [28 empty] | 6315 |  | ID = 1505 |  |  | 6497 | [10 empty] | 6500 | ID = 1505 |  | ID-1505 | 6531 | [21 empty] | NTTN =
[85 empty] | Blue | Blue | 2169 | [6 empty] | Blue | [6 empty] | Blue | [8 empty] | Blue | [5 empty] | Blue | [24 empty] | Blue | [12 empty] | Blue
[85 empty] | Orange | [8 empty] | Orange | [6 empty] | Orange | [8 empty] | Orange | [5 empty] | Orange | [24 empty] | Orange | [12 empty] | Orange
[39 empty] | Green |  | Orange |  | Blue |  | Trans
[42 empty] | 1725 | [42 empty] | Green | [6 empty] | Orange | 1749 | Green | [6 empty] | Green | 2460 | Brown | [6 empty] | Green | [5 empty] | Green | [24 empty] | Green | [12 empty] | Green
Opp 62 Lack Circus Road
[39 empty] | 1750 |  |  |  | 1750 | [41 empty] | Trans | [6 empty] | Green | 1749 | Trans | [6 empty] | Trans | 2460 | Orange | [6 empty] | Trans | [5 empty] | Trans | [24 empty] | Trans | [12 empty] | Trans
[39 empty] | Blue |  |  |  | Blue
Cable Gose To Panthapath
Cable Gose To Panthapath
1920
[39 empty] | ID#2609 |  |  |  | IBBL Panthopath Brnach,
Dhaka Tribune FR Tower, 8/C Panthopath, Shukrabad
[36 empty] | 2269 | ID#2609
Blue
Orange
Green
Trans
Note on FA106: Lab Aid Cardiac Main Server To Lab Aid Diagonostic Center 5th Floor P 2 P Link 04 Blue
Note on FJ106: Lab Aid Main Server To Lab Aid Diagonostic Center 5th Floor P 2 P Link 04 Blue
Note on FA108: Lab Aid Cardiac Main Server To Lab Aid Diagonostic Center 3rd Floor P 2 P Link 04 Orange
Note on FJ108: Lab Aid Main Server To Lab Aid Diagonostic Center 3rd Floor P 2 P Link 04 Orange = 04 Orange
Note on FZ108: Lab Aid Main Server To Lab Aid Diagonostic Center 3rd Floor P 2 P Link 04 Orange
Note on EU122: Lab Aid Main Server To Lab Aid Specialist Hospital 1st Floor P 2 P Link 04 Blue
Note on FJ122: Lab Aid Main Server To Lab Aid Specialist Hospital 1st Floor P 2 P Link 04 Blue = 04Blue
Note on FZ122: Lab Aid Main Server To Lab Aid Specialist Hospital 1st Floor P 2 P Link 04 Blue = 04 Blue (2150-----ID - 506-------2190)Sumon
Note on EU124: Lab Aid Main Server To Lab Aid Specialist Hospital 4th Floor P 2 P Link 04Orange
Note on FJ124: Lab Aid Main Server To Lab Aid Specialist Hospital 4th Floor P 2 P Link 04Orange = 04Blue (506-----ID-735------554)Sumon
Note on EU126: Lab Aid Main Server To Lab Aid Specialist Hospital 6th Floor P 2 P Link 04Green
Note on FJ126: Lab Aid Main Server To Lab Aid Specialist Hospital 6th Floor P 2 P Link 04Green = 04 Blue (7518------ID-1409-------7472)Sumon
Note on FH141: Lab Aid Cardiac Main Server To Lab Aid Green Scqure (Lab Aid Pharma) 3rd Floor P 2 P Link 04 Blue
Note on GG141: Lab Aid Cardiac Main Server To Lab Aid Green Scqure (Lab Aid Pharma) 3rd Floor P 2 P Link 04 Blue
Note on HA141: Lab Aid Cardiac Main Server To Lab Aid Green Scqure (Lab Aid Pharma) 3rd Floor P 2 P Link 04 Blue
Note on FH143: Lab Aid Cardiac Main Server To Lab Aid Green Scqure (Lab Aid Pharma) 3rd Floor P 2 P Link 04 Orange
Note on FZ143: Lab Aid Cardiac Main Server To Lab Aid Green Scqure (Lab Aid Pharma) 3rd Floor P 2 P Link 04 Orange = 04 Orange
Note on GG143: Lab Aid Cardiac Main Server To Lab Aid Green Scqure (Lab Aid Pharma) 3rd Floor P 2 P Link 04 Orange = 04 Orange
Note on HA143: Lab Aid Cardiac Main Server To Lab Aid Green Scqure (Lab Aid Pharma) 3rd Floor P 2 P Link 04 Orange = 04 Orange
Note on FH145: Lab Aid 2nd Link From Planners POP
Note on GG145: Labaid 2nd link connected from Planner POP4Green=4 Green
Note on HA145: Labaid 2nd link connected from Planner POP4Green=4 Green
Note on EX172: Salauddin Sir connected from Planner POP
Note on FI172: Salauddin Sir connected from Planner POP
Note on GA172: Salauddin Sir connected from Planner POP
Note on GP172: Salauddin Sir connected from Planner POP
Note on GZ172: Salauddin Sir 4Blue=4 Trans
Note on HP172: Lab Aid Cardiac Main Server To Lab Aid Green Scqure (Lab Aid Pharma) 3rd Floor P 2 P Link 04 Orange
Note on HZ172: Lab Aid Cardiac Main Server To Lab Aid Green Scqure (Lab Aid Pharma) 3rd Floor P 2 P Link 04 Blue
Note on IF172: Lab Aid Cardiac Main Server To Lab Aid Green Scqure (Lab Aid Pharma) 3rd Floor P 2 P Link 04 Blue
Note on IS172: Lab Aid Cardiac Main Server To Lab Aid Green Scqure (Lab Aid Pharma) 3rd Floor P 2 P Link 04 Blue
Note on AI173: Daily Star HO ,House # 64-65 (7th floor) Wast Tejture Bazar, Kazi Nazrul Islam Avenue connected from Planners POP
Note on AJ173: Daily Star HO ,House # 64-65 (7th floor) Wast Tejture Bazar, Kazi Nazrul Islam Avenue connected from Planners POP
Note on EX174: Global Container Line - House # 65, Green Corner, Dhanmondi, Dhaka IR - 11962 Connected From Planners POP OLT 04 Orange
Note on FI174: Global Container Line - House # 65, Green Corner, Dhanmondi, Dhaka IR - 11962 Connected From Planners POP OLT 04 Orange
Note on FR174: Global Container Line - House # 65, Green Corner, Dhanmondi, Dhaka IR - 11962 Connected From Planners POP OLT 04 Orange
Note on GA174: Global Container Line - House # 65, Green Corner, Dhanmondi, Dhaka IR - 11962 Connected From Planners POP OLT 04 Orange
Note on GH174: Global Container Line - House # 65, Green Corner, Dhanmondi, Dhaka IR - 11962 Connected From Planners POP OLT 04 Orange + 04Blue
Note on GP174: Labaid 2nd link connected from Planner POP
Note on GZ174: Labaid 2nd link connected from Planner POP4Orange=4 Green
Note on HP174: Lab Aid Cardiac Main Server To Lab Aid Green Scqure (Lab Aid Pharma) 3rd Floor P 2 P Link 04 Orange
Note on HZ174: Lab Aid Cardiac Main Server To Lab Aid Green Scqure (Lab Aid Pharma) 3rd Floor P 2 P Link 06 Orange = 04 Orange
Note on IF174: Lab Aid Cardiac Main Server To Lab Aid Green Scqure (Lab Aid Pharma) 3rd Floor P 2 P Link 04 Orange = 04 Orange
Note on IS174: Lab Aid Cardiac Main Server To Lab Aid Green Scqure (Lab Aid Pharma) 3rd Floor P 2 P Link 04 Orange
Note on AI175: DBL Group . 102 Green road, 3rd floor connected from Planners POP
Note on AJ175: DBL Group . 102 Green road, 3rd floor connected from Planners POP
Note on EX176: Shymol Equity Mangemant Dhanmondi Branch, Rupayan Prime, Space # A-9, Plot# 500-E, House # 02, Road # 07 4Green+4Green
Note on FI176: Shymol Equity Mangemant Dhanmondi Branch, Rupayan Prime, Space # A-9, Plot# 500-E, House # 02, Road # 07 4Green+4Green
Note on GA176: Shymol Equity Mangemant Dhanmondi Branch, Rupayan Prime, Space # A-9, Plot# 500-E, House # 02, Road # 07 4Green+4Green
Note on GH176: Shymol Equity Mangemant Dhanmondi Branch, Rupayan Prime, Space # A-9, Plot# 500-E, House # 02, Road # 07 4Green+4Blue(8394------------------8461)ID#8506 ---------------------ONU
Note on GP176: Labaid MD House to Labaid Specialized Hospital House # 06 , Road # 04 Dhanmondi Dhaka P2P connectivity (6743 ----------- ------------ID# 1134( 4Green=4Blue)----BEPZA Complex H-190 Road#6 4Blue+Blue(6802+564) ---ID#0081----------Front of MD house TJB(804 + 240) 4Blue=4Blue ---------xxx)
Note on GZ176: Labaid H/O to MD p2p. 4Green+4Green
Note on AI177: This Core Gose to 2nd Spliter at Opp. Brac Bank ATM - Green Road Gazi Salauddin COO Res, Green road connected from Planners POP
Note on AJ177: This Core Gose to 2nd Spliter at Opp. Brac Bank ATM - Green Road Gazi Salauddin COO Res, Green road connected from Planners POP
Note on HZ178: Salauddin Sir,Connected from Planners 4Trans=4Blue
Note on AI179: IBBL Panthopath Brnach, Tridhara Tower, 67 Lake Circus, Dhaka, connected from Planners POP
Note on AJ179: IBBL Panthopath Brnach, Tridhara Tower, 67 Lake Circus, Dhaka, connected from Planners POP
Note on AI181: Pretty Homes & Technologies Ltd Installation Location: DK Tower, 94 Bir Uttam CR Datta, Banglamotor, Dhaka. Connected from Planners POP
Note on AJ181: Pretty Homes & Technologies Ltd Installation Location: DK Tower, 94 Bir Uttam CR Datta, Banglamotor, Dhaka. Connected from Planners POP
Note on AI183: Somoy Media limited. Nasir Trade Center 89, Bir Uttam C.R. Dutta Road Dhaka. Connected from Planners POP
Note on AJ183: Somoy Media limited. Nasir Trade Center 89, Bir Uttam C.R. Dutta Road Dhaka. Connected from Planners POP
Note on AI185: DK Technology Ltd. DK Tower, 94 Bir Uttam C. R. Datta Road, Bangla Motor, Dhaka connected from Planners POP
Note on AJ185: DK Technology Ltd. DK Tower, 94 Bir Uttam C. R. Datta Road, Bangla Motor, Dhaka connected from Planners POP
Note on HO186: SCB Dhanmondi Road# 5 Branch House 6, Road 5, Dhanmondi R/A connected form Dhanmondi 4 POP 4Orange=4Blue (2043---------------Side of Clear Optic(2173+494)--------- ID#1542 ---- H-11,R-5 Dhaka ahsania sisu sodon TJB (549+162)----------------ID#5210--------------Sumon -Front of SCBL TJB(100+204)Sumon -------2187)
Note on AI187: Sevenhill Limited DK Tower, level-4, 94 Bir Uttam CR Datta Road, Bangla Motor, Tejgaon, Dhaka, connected from Planners POP
Note on AJ187: Sevenhill Limited DK Tower, level-4, 94 Bir Uttam CR Datta Road, Bangla Motor, Tejgaon, Dhaka, connected from Planners POP
Note on GM187: Global Container Line - House # 65, Green Corner, Dhanmondi, Dhaka IR - 11962 Connected From Planners POP OLT 04Blue + 04 Blue (1300--------ID-8024----------1500)Raton
Note on EG192: Salauddin Sir connected from Planner POP
Note on AJ193: Thakral Information System Dev. Ltd. - 57, Free School Street Road, 3rd floor, Beside Baitul Falah Masjid, Kathalbagan, Kalabagan., Kalabagan, Dhaka IR - 12299 Connected from Planners POP OLT Spliter Green + 24core (White Tube) Blue
Note on EG194: Global Container Line - House # 65, Green Corner, Dhanmondi, Dhaka IR - 11962 Connected From Planners POP OLT Spliter Brown + 04 Orange
Note on EG196: Shymol Equity Mangemant Dhanmondi Branch, Rupayan Prime, Space # A-9, Plot# 500-E, House # 02, Road # 07 Splitter Brown+Green
Note on EG200: IBBL Panthapath Connected from Planners
Note on ES200: IBBL Panthapath connected from Planners pop4Blue=4Blue
Note on FA200: IBBL Panthapath connected from Planners pop4Blue=4Blue
Note on FZ200: IBBL Panthapath connected from Planners pop4Green=4Blue
Note on GP200: IBBL Panthapath connected from Planners pop4Blue=4Blue
Note on GW200: IBBL Panthapath connected from Planners pop4Blue=4Blue
Note on HD200: IBBL Panthapath connected from Planners pop4Blue=4Blue
Note on EG202: Innova Architecture - Suite#5/C (4th floor) 158, Lake Circus,kalabagan Mirpur Road,Dhaka IR - 11961 Connected From Planners POP OLT Spliter Orange + 04 Orange
Note on ES202: Innova Architecture - Suite#5/C (4th floor) 158, Lake Circus,kalabagan Mirpur Road,Dhaka IR - 11961 Connected From Planners POP OLT 04 Orange + 04 Orange
Note on FA202: Innova Architecture - Suite#5/C (4th floor) 158, Lake Circus,kalabagan Mirpur Road,Dhaka IR - 11961 Connected From Planners POP OLT 04 Orange + 04 Orange
Note on FH202: Innova Architecture - Suite#5/C (4th floor) 158, Lake Circus,kalabagan Mirpur Road,Dhaka IR - 11961 Connected From Planners POP OLT 04 Orange + 04 Orange
Note on FR202: Innova Architecture - Suite#5/C (4th floor) 158, Lake Circus,kalabagan Mirpur Road,Dhaka IR - 11961 Connected From Planners POP OLT 04 Orange + 04 Orange
Note on GA202: Innova Architecture - Suite#5/C (4th floor) 158, Lake Circus,kalabagan Mirpur Road,Dhaka IR - 11961 Connected From Planners POP OLT 04 Orange + 04 Orange
Note on GH202: Innova Architecture - Suite#5/C (4th floor) 158, Lake Circus,kalabagan Mirpur Road,Dhaka IR - 11961 Connected From Planners POP OLT 04 Orange + 04 Orange
Note on GP202: Innova Architecture - Suite#5/C (4th floor) 158, Lake Circus,kalabagan Mirpur Road,Dhaka IR - 11961 Connected From Planners POP OLT 04 Orange + 04 Blue (1199----------------ID-8024-----------902)Sajahan
Note on FH204: IBBL Panthapath connected from Planners pop4Blue=4Gren
Note on GP204: Dhaka Tribune
Note on GW204: Dhaka Tribune
Note on HD204: Dhaka Tribune
Note on CQ210: Thakral Information System Dev. Ltd. - 57, Free School Street Road, 3rd floor, Beside Baitul Falah Masjid, Kathalbagan, Kalabagan., Kalabagan, Dhaka IR - 12299 Connected from Planners POP OLT 04 Blue + 04 Blue
Note on CX210: Thakral Information System Dev. Ltd. - 57, Free School Street Road, 3rd floor, Beside Baitul Falah Masjid, Kathalbagan, Kalabagan., Kalabagan, Dhaka IR - 12299 Connected from Planners POP OLT 04 Blue + 04 Blue (1599 --------------ID-5284---------1511)Pobon
Note on EG210: Mars Freight Bangladesh Site Location: Feroz Tower, House #152/3B,14'th Floor, Panthapath, Green Road, Dhanmondi, Kalabagan, Dhaka, Dhaka
Note on EG212: Water Resources Planning Org (WARPO ) Site Location: 72 Green Road,4th Floor,Dhaka., Kalabagan, Dhaka, Dhaka Splitter Green+12 Slate
Note on EG214: SIBL Foundation Hospital SPLOrange+12Orange
Note on AB233: Dhaka Tribune FR Tower, 8/C Panthopath, Shukrabad connected from Planners POP 24core (White Tube) Green
Note on BG233: Rahat sir link from Planners POP 24core (White Tube) Green
Note on BI233: Rahat sir link from Planners POP 24core (White Tube) Green
Note on BT233: Rahat sir link from Planners POP 24core (White Tube) Green
Note on BZ233: Rahat sir link from Planners POP 24core (White Tube) Green
Note on CE233: Rahat sir link from Planners POP 24core (White Tube) Green
Note on CT233: Rahat sir link from Planners POP 24core (White Tube) Green
Note on CY233: Rahat sir link from Planners POP 24core (White Tube) Green
Note on DE233: Rahat sir link from Planners POP 24core (White Tube) Green
Note on DL233: Rahat sir link from Planners POP 24core (White Tube) Green
Note on DS233: Rahat sir link from Planners POP 24core (White Tube) Green
Note on EA233: Rahat sir link from Planners POP 24core (White Tube) Green
Note on FA233: SCBL Basundhara City, Panthopath connected from Planners POP 24core(Tube=Blue)Green=12Blue
Note on GE233: SCBL Basundhara City, Panthopath connected from Planners POP 24core(Tube=Blue)Green=12Blue
Note on HO233: Rahat Sir link connceted from planners POP 6F Blue+4Blue(1275----------ID#209-----Bondary of Rahat Sir Res. Building-4 Field(1475+1270)-------------------------1070)ID#209
Note on IT233: Silk route Feroz tower (6th Floor), Green Road connected from Planner POP
Note on IX233: Silk route Feroz tower (6th Floor), Green Road connected from Planner POP
Note on JV233: Silk route Feroz tower (6th Floor), Green Road connected from Planner POP
Note on KI233: Silk route Feroz tower (6th Floor), Green Road connected from Planner POP
Note on BG235: Thakral Information System Dev. Ltd. - 57, Free School Street Road, 3rd floor, Beside Baitul Falah Masjid, Kathalbagan, Kalabagan., Kalabagan, Dhaka IR - 12299 Connected from Planners POP OLT Spliter Green + 24core (White Tube) Blue
Note on BI235: Thakral Information System Dev. Ltd. - 57, Free School Street Road, 3rd floor, Beside Baitul Falah Masjid, Kathalbagan, Kalabagan., Kalabagan, Dhaka IR - 12299 Connected from Planners POP OLT Spliter Green + 24core (White Tube) Blue
Note on BT235: Thakral Information System Dev. Ltd. - 57, Free School Street Road, 3rd floor, Beside Baitul Falah Masjid, Kathalbagan, Kalabagan., Kalabagan, Dhaka IR - 12299 Connected from Planners POP OLT Spliter Green + 24core (White Tube) Blue
Note on BZ235: Thakral Information System Dev. Ltd. - 57, Free School Street Road, 3rd floor, Beside Baitul Falah Masjid, Kathalbagan, Kalabagan., Kalabagan, Dhaka IR - 12299 Connected from Planners POP OLT Spliter Green + 24core (White Tube) Blue
Note on CE235: Thakral Information System Dev. Ltd. - 57, Free School Street Road, 3rd floor, Beside Baitul Falah Masjid, Kathalbagan, Kalabagan., Kalabagan, Dhaka IR - 12299 Connected from Planners POP OLT Spliter Green + 24core (White Tube) Blue + 04 Blue
Note on GE235: 12Orange
Note on HG235: Mars Freight Bangladesh Site Location: Feroz Tower, House #152/3B,14'th Floor, Panthapath, Green Road, Dhanmondi, Kalabagan, Dhaka, Dhaka
Note on HO235: Mars Freight Bangladesh Site Location: Feroz Tower, House #152/3B,14'th Floor, Panthapath, Green Road, Dhanmondi, Kalabagan, Dhaka, Dhaka 6Orange+4Blue(002-----------------------150)ID#404
Note on IF235: Chittagong Online Ltd. BDIX Firoz Tower (13th Floor) 152/3-B, Panthopath, Green Road, Dhaka Connected from Planners POP
Note on IT235: Chittagong Online Ltd. BDIX Firoz Tower (13th Floor) 152/3-B, Panthopath, Green Road, Dhaka Connected from Planners POP
Note on IX235: Chittagong Online Ltd. BDIX Firoz Tower (13th Floor) 152/3-B, Panthopath, Green Road, Dhaka Connected from Planners POP
Note on AB237: Silk Route Feroz tower (6th Floor), 152/3-B Pantho Path, Green Road, Dhaka connected from Planner POP 24core(Tube-White)Orange
Note on BG237: Silk Route Feroz tower (6th Floor), 152/3-B Pantho Path, Green Road, Dhaka connected from Planner POP 24core(Tube-White)Orange
Note on BI237: Silk Route Feroz tower (6th Floor), 152/3-B Pantho Path, Green Road, Dhaka connected from Planner POP 24core(Tube-White)Orange
Note on BT237: Silk Route Feroz tower (6th Floor), 152/3-B Pantho Path, Green Road, Dhaka connected from Planner POP 24core(Tube-White)Orange
Note on BZ237: Silk Route Feroz tower (6th Floor), 152/3-B Pantho Path, Green Road, Dhaka connected from Planner POP 24core(Tube-White)Orange
Note on CE237: Silk Route Feroz tower (6th Floor), 152/3-B Pantho Path, Green Road, Dhaka connected from Planner POP 24core(Tube-White)Orange
Note on CT237: Silk Route Feroz tower (6th Floor), 152/3-B Pantho Path, Green Road, Dhaka connected from Planner POP 24core(Tube-White)Orange
Note on CY237: Silk Route Feroz tower (6th Floor), 152/3-B Pantho Path, Green Road, Dhaka connected from Planner POP 24core(Tube-White)Orange
Note on FA237: CCT To Panthapath Overhead Link 24core(Tube=Blue)Orange+12Green
Note on FV237: CCT To Panthapath Overhead Link 12 Green+12Green
Note on GE237: CCT To Panthapath Overhead Link 12 Green+12Green
Note on GF237: CCT To Panthapath Overhead Link 12 Green+12Green
Note on IF237: Silk route Feroz tower (6th Floor), Green Road connected from Planner POP 24core(Tube-White)orange=12Green
Note on K239: BDIX Firoz Tower (13th Floor), 152/3-B Pantho Path, Green Road, Dhaka connected from Planner POP 24core(Tube-White)Trans
Note on AB239: BDIX Firoz Tower (13th Floor), 152/3-B Pantho Path, Green Road, Dhaka connected from Planner POP 24core(Tube-White)Trans
Note on BG239: BDIX Firoz Tower (13th Floor), 152/3-B Pantho Path, Green Road, Dhaka connected from Planner POP 24core(Tube-White)Trans
Note on BI239: BDIX Firoz Tower (13th Floor), 152/3-B Pantho Path, Green Road, Dhaka connected from Planner POP 24core(Tube-White)Trans
Note on BT239: BDIX Firoz Tower (13th Floor), 152/3-B Pantho Path, Green Road, Dhaka connected from Planner POP 24core(Tube-White)Trans
Note on BZ239: BDIX Firoz Tower (13th Floor), 152/3-B Pantho Path, Green Road, Dhaka connected from Planner POP 24core(Tube-White)Trans
Note on CE239: BDIX Firoz Tower (13th Floor), 152/3-B Pantho Path, Green Road, Dhaka connected from Planner POP 24core(Tube-White)Trans
Note on CT239: BDIX Firoz Tower (13th Floor), 152/3-B Pantho Path, Green Road, Dhaka connected from Planner POP 24core(Tube-White)Trans
Note on CY239: BDIX Firoz Tower (13th Floor), 152/3-B Pantho Path, Green Road, Dhaka connected from Planner POP 24core(Tube-White)Trans
Note on DE239: BDIX Firoz Tower (13th Floor), 152/3-B Pantho Path, Green Road, Dhaka connected from Planner POP 24core(Tube-White)Trans
Note on DL239: BDIX Firoz Tower (13th Floor), 152/3-B Pantho Path, Green Road, Dhaka connected from Planner POP 24core(Tube-White)Trans
Note on DS239: BDIX Firoz Tower (13th Floor), 152/3-B Pantho Path, Green Road, Dhaka connected from Planner POP 24core(Tube-White)Trans
Note on EA239: BDIX Firoz Tower (13th Floor), 152/3-B Pantho Path, Green Road, Dhaka connected from Planner POP 24core(Tube-White)Trans=12Brown
Note on FA239: BDIX Feroz tower ( Floor), Green Road connected from Planner POP connected from planners 24core(Tube-White)Trans=12Brown
Note on GE239: BDIX Feroz tower ( Floor), Green Road connected from Planner POP connected from planners 24core(Tube-White)Trans=12Brown
Note on HG239: BDIX Feroz tower ( Floor), Green Road connected from Planner POP connected from planners12Brown=4Brown
Note on IF239: BDIX Feroz tower ( Floor), Green Road connected from Planner POP connected from planners POP 24core(Tube-White)Trans=12Brown
Note on IT239: BDIX Feroz tower ( Floor), Green Road connected from Planner POP connected from planners POP
Note on IX239: BDIX Feroz tower ( Floor), Green Road connected from Planner POP connected from planners POP
Note on JV239: BDIX Feroz tower ( Floor), Green Road connected from Planner POP connected from planners POP
Note on K241: SCBL Basundhara City, Panthopath connected from Planners POP 24core(Tube=Blue)Green
Note on AB241: SCBL Basundhara City, Panthopath connected from Planners POP 24core(Tube=Blue)Green
Note on BG241: SCBL Basundhara City, Panthopath connected from Planners POP 24core(Tube=Blue)Green
Note on BI241: SCBL Basundhara City, Panthopath connected from Planners POP 24core(Tube=Blue)Green
Note on BT241: SCBL Basundhara City, Panthopath connected from Planners POP 24core(Tube=Blue)Green
Note on BZ241: SCBL Basundhara City, Panthopath connected from Planners POP 24core(Tube=Blue)Green
Note on CE241: SCBL Basundhara City, Panthopath connected from Planners POP 24core(Tube=Blue)Green
Note on CT241: SCBL Basundhara City, Panthopath connected from Planners POP 24core(Tube=Blue)Green
Note on CY241: SCBL Basundhara City, Panthopath connected from Planners POP 24core(Tube=Blue)Green
Note on DE241: SCBL Basundhara City, Panthopath connected from Planners POP 24core(Tube=Blue)Green
Note on DL241: SCBL Basundhara City, Panthopath connected from Planners POP 24core(Tube=Blue)Green
Note on DS241: SCBL Basundhara City, Panthopath connected from Planners POP 24core(Tube=Blue)Green
Note on EA241: SCBL Basundhara City, Panthopath connected from Planners POP 24core(Tube=Blue)Green+12Blue
Note on FA241: Water Resources Planning Org (WARPO ) Site Location: 72 Green Road,4th Floor,Dhaka., Kalabagan, Dhaka, Dhaka Splitter Green+12 Slate
Note on FV241: Water Resources Planning Org (WARPO ) Site Location: 72 Green Road,4th Floor,Dhaka., Kalabagan, Dhaka, Dhaka 12 Slate+12 Slate
Note on GE241: Water Resources Planning Org (WARPO ) Site Location: 72 Green Road,4th Floor,Dhaka., Kalabagan, Dhaka, Dhaka 12 Slate+12 Slate
Note on JV241: Chittagong Online Ltd. BDIX Firoz Tower (13th Floor) 152/3-B, Panthopath, Green Road, Dhaka Connected from Planners POP
Note on BG243: Daily Star HO ,House # 64-65 (7th floor) Wast Tejture Bazar, Kazi Nazrul Islam Avenue connected from Planners POP 24core(Tube=Blue)Blue
Note on BI243: Daily Star HO ,House # 64-65 (7th floor) Wast Tejture Bazar, Kazi Nazrul Islam Avenue connected from Planners POP 24core(Tube=Blue)Blue
Note on BT243: Daily Star HO ,House # 64-65 (7th floor) Wast Tejture Bazar, Kazi Nazrul Islam Avenue connected from Planners POP 24core(Tube=Blue)Blue
Note on BZ243: Daily Star HO ,House # 64-65 (7th floor) Wast Tejture Bazar, Kazi Nazrul Islam Avenue connected from Planners POP 24core(Tube=Blue)Blue
Note on CE243: Daily Star HO ,House # 64-65 (7th floor) Wast Tejture Bazar, Kazi Nazrul Islam Avenue connected from Planners POP 24core(Tube=Blue)Blue
Note on CT243: Daily Star HO ,House # 64-65 (7th floor) Wast Tejture Bazar, Kazi Nazrul Islam Avenue connected from Planners POP 24core(Tube=Blue)Blue
Note on CY243: Daily Star HO ,House # 64-65 (7th floor) Wast Tejture Bazar, Kazi Nazrul Islam Avenue connected from Planners POP 24core(Tube=Blue)Blue
Note on DE243: Daily Star HO ,House # 64-65 (7th floor) Wast Tejture Bazar, Kazi Nazrul Islam Avenue connected from Planners POP 24core(Tube=Blue)Blue
Note on DL243: Daily Star HO ,House # 64-65 (7th floor) Wast Tejture Bazar, Kazi Nazrul Islam Avenue connected from Planners POP 24core(Tube=Blue)Blue
Note on DS243: Daily Star HO ,House # 64-65 (7th floor) Wast Tejture Bazar, Kazi Nazrul Islam Avenue connected from Planners POP 24core(Tube=Blue)Blue
Note on FA243: DBL Group . 102 Green road, 3rd floor connected from Planners POP 24core(Tube=Orange)Blue=12White
Note on GE243: DBL Group . 102 Green road, 3rd floor connected from Planners POP 24core(Tube=Orange)Blue=12White
Note on Q245: CCT To Panthapath Overhead Link
Note on AB245: CCT To Panthapath Overhead Link 24core(Tube=Blue)Orange
Note on BG245: CCT To Panthapath Overhead Link 24core(Tube=Blue)Orange
Note on BI245: CCT To Panthapath Overhead Link 24core(Tube=Blue)Orange
Note on BT245: CCT To Panthapath Overhead Link 24core(Tube=Blue)Orange
Note on BZ245: CCT To Panthapath Overhead Link 24core(Tube=Blue)Orange
Note on CE245: CCT To Panthapath Overhead Link 24core(Tube=Blue)Orange
Note on CT245: CCT To Panthapath Overhead Link 24core(Tube=Blue)Orange
Note on CY245: CCT To Panthapath Overhead Link 24core(Tube=Blue)Orange
Note on DE245: CCT To Panthapath Overhead Link 24core(Tube=Blue)Orange
Note on DL245: CCT To Panthapath Overhead Link 24core(Tube=Blue)Orange
Note on DS245: CCT To Panthapath Overhead Link 24core(Tube=Blue)Orange
Note on EA245: CCT To Panthapath Overhead Link 24core(Tube=Blue)Orange+12Green
Note on FA245: Mars Freight Bangladesh Site Location: Feroz Tower, House #152/3B,14'th Floor, Panthapath, Green Road, Dhanmondi, Kalabagan, Dhaka, Dhaka
Note on FV245: Mars Freight Bangladesh Site Location: Feroz Tower, House #152/3B,14'th Floor, Panthapath, Green Road, Dhanmondi, Kalabagan, Dhaka, Dhaka
Note on GE245: Mars Freight Bangladesh Site Location: Feroz Tower, House #152/3B,14'th Floor, Panthapath, Green Road, Dhanmondi, Kalabagan, Dhaka, Dhaka
Note on FA247: Rahat Sir link connected from planners POP
Note on FV247: Rahat Sir link connected from planners POP
Note on GE247: Rahat Sir link connected from planners POP
Note on KI247: BDIX Feroz tower ( Floor), Green Road connected from Planner POP connected from planners POP
Note on BG251: DBL Group . 102 Green road, 3rd floor connected from Planners POP 24core(Tube=Orange)Blue
Note on BI251: DBL Group . 102 Green road, 3rd floor connected from Planners POP 24core(Tube=Orange)Blue
Note on BT251: DBL Group . 102 Green road, 3rd floor connected from Planners POP 24core(Tube=Orange)Blue
Note on BZ251: DBL Group . 102 Green road, 3rd floor connected from Planners POP 24core(Tube=Orange)Blue
Note on CE251: DBL Group . 102 Green road, 3rd floor connected from Planners POP 24core(Tube=Orange)Blue
Note on CT251: DBL Group . 102 Green road, 3rd floor connected from Planners POP 24core(Tube=Orange)Blue
Note on CY251: DBL Group . 102 Green road, 3rd floor connected from Planners POP 24core(Tube=Orange)Blue
Note on DE251: DBL Group . 102 Green road, 3rd floor connected from Planners POP 24core(Tube=Orange)Blue
Note on DL251: DBL Group . 102 Green road, 3rd floor connected from Planners POP 24core(Tube=Orange)Blue
Note on DS251: DBL Group . 102 Green road, 3rd floor connected from Planners POP 24core(Tube=Orange)Blue
Note on EA251: DBL Group . 102 Green road, 3rd floor connected from Planners POP 24core(Tube=Orange)Blue
Note on IT254: Hazi ahnmed & brother connected from planner pop
Note on KI254: Chittagong Online Ltd. BDIX Firoz Tower (13th Floor) 152/3-B, Panthopath, Green Road, Dhaka Connected from Planners POP
Note on BG259: This Core Gose to 2nd Spliter at Opp. Brac Bank ATM - Green Road connected from Planners POP 24core(Tube-Green)blue
Note on BI259: This Core Gose to 2nd Spliter at Opp. Brac Bank ATM - Green Road connected from Planners POP 24core(Tube-Green)blue
Note on BT259: This Core Gose to 2nd Spliter at Opp. Brac Bank ATM - Green Road connected from Planners POP 24core(Tube-Green)blue
Note on BZ259: This Core Gose to 2nd Spliter at Opp. Brac Bank ATM - Green Road connected from Planners POP 24core(Tube-Green)blue
Note on CE259: This Core Gose to 2nd Spliter at Opp. Brac Bank ATM - Green Road connected from Planners POP 24core(Tube-Green)blue
Note on CT259: This Core Gose to 2nd Spliter at Opp. Brac Bank ATM - Green Road connected from Planners POP 24core(Tube-Green)blue
Note on CY259: This Core Gose to 2nd Spliter at Opp. Brac Bank ATM - Green Road connected from Planners POP 24core(Tube-Green)blue
Note on DE259: This Core Gose to 2nd Spliter at Opp. Brac Bank ATM - Green Road connected from Planners POP 24core(Tube-Green)blue
Note on DL259: This Core Gose to 2nd Spliter at Opp. Brac Bank ATM - Green Road connected from Planners POP 24core(Tube-Green)blue
Note on DS259: This Core Gose to 2nd Spliter at Opp. Brac Bank ATM - Green Road connected from Planners POP 24core(Tube-Green)blue
Note on EA259: This Core Gose to 2nd Spliter at Opp. Brac Bank ATM - Green Road connected from Planners POP 24core(Tube-Green)blue
Note on BG261: IBBL Panthopath Brnach, Tridhara Tower, 67 Lake Circus, Dhaka, connected from Planners POP 24core(Tube-Green)Orange
Note on BI261: IBBL Panthopath Brnach, Tridhara Tower, 67 Lake Circus, Dhaka, connected from Planners POP 24core(Tube-Green)Orange
Note on BT261: IBBL Panthopath Brnach, Tridhara Tower, 67 Lake Circus, Dhaka, connected from Planners POP 24core(Tube-Green)Orange
Note on BZ261: IBBL Panthopath Brnach, Tridhara Tower, 67 Lake Circus, Dhaka, connected from Planners POP 24core(Tube-Green)Orange
Note on CE261: IBBL Panthopath Brnach, Tridhara Tower, 67 Lake Circus, Dhaka, connected from Planners POP 24core(Tube-Green)Orange
Note on CT261: IBBL Panthopath Brnach, Tridhara Tower, 67 Lake Circus, Dhaka, connected from Planners POP 24core(Tube-Green)Orange
Note on CY261: IBBL Panthopath Brnach, Tridhara Tower, 67 Lake Circus, Dhaka, connected from Planners POP 24core(Tube-Green)Orange
Note on GU276: Water Resources Planning Org (WARPO ) Site Location: 72 Green Road,4th Floor,Dhaka., Kalabagan, Dhaka, Dhaka 12 Slate+12Orange
Note on HA276: SIBL FondationHospital 12Orange+4Blue(2066-----------ID-359----------------------------------Front Of SIBL Zahid 4Blue+4Blue(2007+2813)-----------ID#4565-------2721)
Note on J279: 1.SIBL Foundation Data And Internet 2.
Note on K279: This core goes to Dhanmondi / Panthopath via Splitter connected from Planners POP 24 core (Slate Tube) Trans
Note on AB279: This core goes to Dhanmondi / Panthopath via Splitter connected from Planners POP 24 core (Slate Tube) Trans=Trans Splitter
Note on BT285: Somoy Media limited. Nasir Trade Center 89, Bir Uttam C.R. Dutta Road Dhaka. Connected from Planners POP 4Blue=4Blue
Note on BT287: DK Technology Ltd. DK Tower, 94 Bir Uttam C. R. Datta Road, Bangla Motor, Dhaka connected from Planners POP 4Orange=4Blue
Note on BT289: Pretty Homes & Technologies Ltd Installation Location: DK Tower, 94 Bir Uttam CR Datta, Banglamotor, Dhaka. Connected from Planners POP 4Green=2Blue
Note on BT291: Sevenhill Limited DK Tower, level-4, 94 Bir Uttam CR Datta Road, Bangla Motor, Tejgaon, Dhaka, connected from Planners POP 4Trans=4Blue
Note on IG301: Metrodesk connected from Planners tower 4Blue=4Blue
Note on IQ301: Metrodesk connected from Planners tower 4Blue=4Blue
Note on IW301: Metrodesk connected from Planners tower 4Blue=4Blue
Note on JM301: Metrodesk connected from Planners tower 4Blue=4Blue
Note on JQ301: Metrodesk connected from Planners tower 4Blue=4Blue
Note on JV301: Metrodesk connected from Planners tower 4Blue=4Trans(
Note on IG303: Business Object Solution Suit=8A, Haque Chamber 89/2 West Panthapath connected from Planners POP 4Orange = 4Orange
Note on IQ303: Business Object Solution Suit=8A, Haque Chamber 89/2 West Panthapath connected from Planners POP 4Orange = 4Orange
Note on IW303: Business Object Solution Suit=8A, Haque Chamber 89/2 West Panthapath connected from Planners POP 4Orange = 4Orange
Note on JM303: Business Object Solution Suit=8A, Haque Chamber 89/2 West Panthapath connected from Planners POP 4Orange = 4Orange
Note on JQ303: Metrodesk Office to MD house, H-47, Apt: 8/C west rajabazar P2P link 4Orange=4Blue(03-- House Garden TJB ID#1834,(420+1654)ID31834 sumon - 1615)
Note on JV303: Metrodesk Office to MD house, H-47, Apt: 8/C west rajabazar P2P link 4Orange=4Orange
Note on KG303: Metrodesk Office to MD house, H-47, Apt: 8/C west rajabazar P2P link 4Orange
Note on JQ305: Business Object Solution Suit=8A, Haque Chamber 89/2 West Panthapath connected from Planners POP 4Orange = 4Green
Note on JV305: Business Object Solution Suit=8A, Haque Chamber 89/2 West Panthapath connected from Planners POP 4Green=4Blue (4199---4271)ID#1733 Amir
Note on JQ307: RR Foundation connected from Planners tower 4Green=4Orange(005--ID 3 1834----Anupam H 3 42, Indera Road (338+263) ID 3 3130-----------H 3 42/E-1, Indera Road 04 Orange (339+340) 4Blue -------ID#3130--------Dhansiri H # 35 Indera Road (790+102)----------ID#3130-------264) Sumon
Note on KG307: Metrodesk 8/B West Panthopath connected from Planners tower 4Trans
Note on GS351: DBL Group . 102 Green road, 3rd floor connected from Planners POP 12White
Note on GU351: Metrodesk Suite 8B-C, Haque Chamber, 89/2 West panthapath, Dhaka connected from Planners POP 12Slate
Note on GW351: Business Object Solution Suit=8A, Haque Chamber 89/2 West Panthapath connected from Planners POP 12Brown
Note on GY351: CCT TO Panthapath Over Head link 12Green
Note on HA351: Water Resources Planning Org (WARPO ) Site Location: 72 Green Road,4th Floor,Dhaka., Kalabagan, Dhaka, Dhaka 12Orange
Note on HC351: SCBL Basundhara City, Panthopath connected from Planners POP 12Blue
Note on GS365: DBL Group . 102 Green road, 3rd floor connected from Planners POP 12White
Note on GU365: Metrodesk Suite 8B-C, Haque Chamber, 89/2 West panthapath, Dhaka connected from Planners POP 12Slate
Note on GW365: Business Object Solution Suit=8A, Haque Chamber 89/2 West Panthapath connected from Planners POP 12Brown
Note on GY365: CCT TO Panthapath Over Head link 12Green
Note on HA365: Water Resources Planning Org (WARPO ) Site Location: 72 Green Road,4th Floor,Dhaka., Kalabagan, Dhaka, Dhaka 12Orange
Note on HC365: SCBL Basundhara City, Panthopath connected from Planners POP 12Blue
Note on JN392: DBL Group . 102 Green road, 3rd floor connected from Planners POP 4Blur=4Blue
Note on JR392: DBL Group . 102 Green road, 3rd floor connected from Planners POP 4Blur=4Blue (1131-------National Hardwar 4blue=Blue(00=1097)ID#6071----------Masum Pharmacy 4Blue=4Blue (1047+00) ID#675---------935)
Note on KI392: DBL Group . 102 Green road, 3rd floor connected from Planners POP OLT 4Blur=4Blue (1131----------------------ID-6071---------1265)Raton
Note on JR394: Daily Star HO ,House # 64-65 (7th floor) Wast Tejture Bazar, Kazi Nazrul Islam Avenue connected from Planners POP 12White=4Blue (3017-3366)
Note on HM400: SCBL Basundhara City, Panthopath connected from Planners POP 12Blue=12Slate
Note on IG400: SCBL Basundhara City, Panthopath connected from Planners POP 12Blue=6Blue
Note on HM402: Panthapat h to KB Link4Green+12White
Note on IG402: Panthapath to KB POP 12White+6Green
Note on FC404: KB To Panthapath Over head Link 24 core (Blue Tube) Orange=12Green
Note on HM404: Water Resources Planning Org (WARPO ) Site Location: 72 Green Road,4th Floor,Dhaka., Kalabagan, Dhaka, Dhaka White=12Red
Note on IG404: Water Resources Planning Org (WARPO ) Site Location: 72 Green Road,4th Floor,Dhaka., Kalabagan, Dhaka, Dhaka connected from Planners POP 12Red=6Orange
Note on FC406: Philips 2nd link
Note on FI406: Philips 2nd link
Note on GG406: Philips 2nd link 12Black+4Blue
Note on GR406: Philips 2nd link
Note on IG406: Philips 2nd link 12 Black+6 Slate
Note on HM410: DBL Group . 102 Green road, 3rd floor connected from Planners POP 12White=12Violet
Note on IG410: DBL Group . 102 Green road, 3rd floor connected from Planners POP 12White=12Violet
Note on KV410: KbTo Panthapath 4Orange=4Orange
Note on KP420: Protham Alo KB Primary link
Note on JQ423: SCBL Basundhara City, Panthopath connected from Planners POP 6Blue=6Blue
Note on JW423: SCBL Basundhara City, Panthopath connected from Planners POP 6Blue=6Blue
Note on KG423: SCBL Basundhara City connected from Planners tower 6Blue=6Blue
Note on KR423: SCBL Basundhara City connected from Planners tower 6Blue=6Blue
Note on KU423: SCBL Basundhara City connected from Planners tower 4Blue=4Blue(1502-1471)
Note on JQ425: Water Resources Planning Org (WARPO ) Site Location: 72 Green Road,4th Floor,Dhaka., Kalabagan, Dhaka, Dhaka connected from Planners POP connected from Planners POP 6Orange=4 Blue(1311---------ID#709-----------------1173)
Note on KG425: KbTo KB 6Orange=6Orange
Note on KH425: KbTo Panthapath 4Orange=4Orange
Note on JQ427: KB To Panthapath
Note on JW427: KB To Panthapath
Note on IX431: Philips 2nd link
Note on JG431: Philips 2nd link
Note on KG431: Philips 2nd link
Note on KP434: Protham Alo KB Primary link
Note on KV444: Eastern Bank Ltd, Royel Plaza,Panthapath ATM connected from Planners tower 6Orange=6Orange
Note on LA444: Eastern Bank Ltd, Royel Plaza,Panthapath ATM connected from Planners tower 6Orange=6Orange
Note on LF444: Eastern Bank Ltd, Royel Plaza,Panthapath ATM connected from Planners tower 6Orange=6Orange
Note on EC1077: Spliter Brown = 06 Trans
Note on EE1077: COO Res, Green road connected from Planners POP Spliter Blue=6Blue
Note on CA1099: Dhaka Tribune FR Tower, 8/C Panthopath, Shukrabad connected from Planners POP 6Blue=6Blue
Note on CI1099: Dhaka Tribune FR Tower, 8/C Panthopath, Shukrabad connected from Planners POP 6Blue=6Blue
Note on CV1099: Dhaka Tribune FR Tower, 8/C Panthopath, Shukrabad connected from Planners POP 6Blue=12Blue
Note on EL1099: COO Res, Green road connected from Planners POP Spliter Blue=6Blue
Note on EV1099: COO Res, Green road connected from Planners POP 6Blue=4Blue
Note on FH1099: COO Res, Green road connected from Planners POP 6Blue=6Blue
Note on FW1099: COO Res, Green road connected from Planners POP 6Blue=6Blue
Note on GE1099: COO Res, Green road connected from Planners POP 6Blue=6Blue
Note on GN1099: COO Res, Green road connected from Planners POP 6Blue=6Blue
Note on GX1099: COO Res, Green road connected from Planners POP 6Blue=6Blue
Note on HB1099: COO Res, Green road connected from Planners POP 6Blue=6Blue
Note on HJ1099: COO Res, Green road connected from Planners POP 6Blue=6Blue
Note on HQ1099: COO Res, Green road connected from Planners POP 4Blue=4Blue
Note on HW1099: COO Res, Green road connected from Planners POP 4Blue=6Blue
Note on HY1099: COO Res, Green road connected from Planners POP 4Blue=4Blue(412-612)ID#6057
Note on HY1101: SCB Dhanmondi Road# 5 Branch House 6, Road 5, Dhanmondi R/A connected form Dhanmondi 4 POP (236 --Front of SCBL TJB(204+100)Sumon --- H-11,R-5 Dhaka ahsania sisu sodon TJB (200+2187)sumon ID# 6088 -2019)4Blue=6Orange
Note on CA1103: IBBL Panthopath Brnach, Tridhara Tower, 67 Lake Circus, Dhaka, connected from Planners POP 6Green=6Green
Note on CI1103: IBBL Panthopath Brnach, Tridhara Tower, 67 Lake Circus, Dhaka, connected from Planners POP 6Green=6Green
Note on CV1103: IBBL Panthopath Brnach, Tridhara Tower, 67 Lake Circus, Dhaka, connected from Planners POP 6Green=12Green
Note on GX1103: Labaid MD house P2P connectivity ( ---- Front of MD house TJB(240+804) --511)4Blue=6Green
Note on HB1103: Labaid MD House to Labaid Specialized Hospital House # 06 , Road # 04 , Dhanmondi Dhaka P2P
Note on HJ1103: Labaid MD House to Labaid Specialized Hospital House # 06 , Road # 04 , Dhanmondi Dhaka P2P
Note on HW1103: Labaid MD House to Labaid Specialized Hospital House # 06 , Road # 04 , Dhanmondi Dhaka P2P
Note on HY1103: Labaid MD House to Labaid Specialized Hospital House # 06 , Road # 04 , Dhanmondi Dhaka P2P
Note on FH1105: Lab Aid 2nd Link Connectd From Planners POP Via Spliter 04 Trans = 04 Trans
Note on FW1105: Lab Aid 2nd Link Connectd From Planners POP Via Spliter 04 Trans = 04 Trans
Note on GE1105: Lab Aid 2nd Link Connectd From Planners POP Via Spliter 04 Trans = 04 Trans
Note on GN1105: Lab Aid 2nd Link Connectd From Planners POP Via Spliter 04 Trans = 04 Trans
Note on GT1105: Lab Aid 2nd Link Connectd From Planners POP Via Spliter 04 Trans = 06 Slate
Note on HJ1105: Lab Aid 2nd Link Connectd From Planners POP Via Spliter 06 Slate = 04 Trans
Note on HQ1105: Lab Aid 2nd Link Connected from Planners POP 04 Tr = 04 Tr
Note on HW1105: Lab Aid 2nd Link Connected from Planners POP 04 Trans = 04 Blue (350----ID-3130-----Shapno TJB Jewel 04 Blue = 04 Green (411+3709)----ID286-------
Note on GX1107: Lab Aid 2nd Link Connectd From Planners POP Via Spliter 04 Trans = 06 Slate
Note on HB1107: Lab Aid 2nd Link Connectd From Planners POP Via Spliter 06 Slate = 04 Trans
Note on EL1109: Lab Aid 2nd Link Connected From Planners POP Via Spliter Brown = 06 Trans
Note on EV1109: Lab Aid 2nd Link Connectd From Planners POP Via Spliter 06 Trans = 04 Trans
Note on BP1128: Dhaka Tribune FR Tower, 8/C Panthopath, Shukrabad connected from Planners POP 4Blue=4Green
Note on BU1128: IBBL Panthopath Brnach, Tridhara Tower, 67 Lake Circus, Dhaka, connected from Planners POP 4Green=4Blue
Note on EG1148: SS Still connected from Planners pop via Sundorbon poc and Square hospital POC 4Blue
Note on FD1148: SS Still connected from Planners pop via Sundorbon poc and Square hospital POC 4Blue
Note on GG1148: Dhaka Tribune FR Tower, 8/C Panthopath, Shukrabad to 153/A Tejgaon Square Hospital E/P via Tejgaon Thana POC P2P
Note on GT1148: Dhaka Tribune FR Tower, 8/C Panthopath, Shukrabad to 153/A Tejgaon Square Hospital E/P via Tejgaon Thana POC P2P
Note on EG1150: Dhaka Tribune FR Tower, 8/C Panthopath, Shukrabad to 153/A Tejgaon P2P via Square Hospital POC via Tejgaon Thana POC P2P 4Orange
Note on FD1150: Dhaka Tribune FR Tower, 8/C Panthopath, Shukrabad to 153/A Tejgaon P2P via Square Hospital POC via Tejgaon Thana POC P2P 4Orange
Note on BP1153: Dhaka Tribune FR Tower, 8/C Panthopath, Shukrabad connected from Planners POP 4Green=4Blue
Note on BU1153: IBBL Panthopath Brnach, Tridhara Tower, 67 Lake Circus, Dhaka, connected from Planners POP 4Green=4Blue
Note on BU1174: IBBL Panthopath Brnach, Tridhara Tower, 67 Lake Circus, Dhaka, connected from Planners POP 4Blue
Note on BJ1182: Dhaka Tribune FR Tower, 8/C Panthopath, Shukrabad connected from Planners POP 4Blue
Note on BJ1184: Dhaka Tribune FR Tower, 8/C Panthopath, Shukrabad to 153/A Tejgaon Square Hospital E/P via Tejgaon Thana POC P2P 4Orange

## pla_newmarket
Splitter 2:16
[131 empty] | 695 | Green | Green
[119 empty] | ID - 719 | [10 empty] | DBBL - CR Datta, Road | 695 | Black | Orange
[119 empty] | ID - 719 | [11 empty] | 695 | Pink | White
[96 empty] | Brown |  |  |  | White | [34 empty] | Trans
[119 empty] | ID - 719 | [11 empty] | 695 | Red | Red
[129 empty] | 2252 |  | White Tube | Green | Green
[119 empty] | ID - 2104 | [9 empty] | 2252 |  | White Tube | Blue | Blue
[119 empty] | ID - 2104 | [9 empty] | 2252 |  | White Tube | Trans | Brown
[119 empty] | ID - 2104 | [9 empty] | 2252 |  | White Tube | Orange | Orange
[131 empty] | Slate Tube | Blue | Blue
Royal Enterprise
[131 empty] | Slate Tube | Green | Brown
[34 empty] | 3981 | ID#2074
[6 empty] | Sohag Resturant |  |  |  |  | Behind UTC Building | [21 empty] | Blue | [85 empty] | ID - 2104 | [9 empty] | 2252 |  | Slate Tube | Trans | White
[13 empty] | Cable goes to planners Dhanmondi | [121 empty] | Trans
|  |  | Cable Goes to Planners Dhanmondi cable |  | 7847 |  | 7852 |  |  | 7964 |  | 1065 | [20 empty] | Orange | [97 empty] | 695 | Orange | Black
[6 empty] | Blue |  |  |  |  | Blue
[33 empty] | Green | Prothom Alo | [94 empty] | 2252 |  | Slate Tube | Orange | Slate
[6 empty] | Orange |  |  |  |  | Orange
[33 empty] | Trans | [97 empty] | 1460 | Slate | White
[6 empty] | Green |  |  |  |  | Green
[131 empty] | 1460 | Green | Red
[6 empty] | Brown |  |  |  |  | Brown
[131 empty] | 695 | Slate | Slate
[42 empty] | Orange Spl | 2300 | ID#1732 | 2100 | [34 empty] | 12core=2066
| 1st floor Duct Room(LOOP) | [6 empty] | 1st floor Duct Room | [5 empty] | ID#1110 | ID#1110 |  |  |  | Side of UTC Buidling 2:16 Splitter TJB | [5 empty] | Front of Hi-Tech Furniture |  |  |  | Pacific Furniture Mart H-23 C |  |  |  | Nishan Glass 17/7 |  |  |  |  | Ackhor torwer, Multimode 2:8 Splitter | [34 empty] | F.Haque Tower H#1/1A Sonargoan Road | [11 empty] | Side of Planners Tower | [59 empty] | Side of planners |  |  | Dustbin 2 | [9 empty] | Inside of Planners POP TJB | [11 empty] | Planners Done-08-09-2015 | Planners POP |  |  | FMC Infromation | Switch No & Port
[8 empty] | TJB | [16 empty] | TJB | [29 empty] | Hamdad Laboratories | [117 empty] | LIU 1
|  | 3101 |  |  |  |  | 3008 | Amir | [9 empty] | 2968 |  | 2964 |  |  |  | 2903 |  | 3820 | ID#2074 | 3620 |  | 2119 | ID#1613 | 1830 |  | 2975 | ID#1613 |  | 2721 |  |  |  | Monir | [9 empty] | 400 |  | ID#719 | 619 | TJB |  | Amir |  |  |  | 620 |  |  |  | ID-G0719 | [6 empty] | 446 |  | 456 | [9 empty] | 695 | Raton | [55 empty] | 1911 | ID#2109 |  | 1901 |  | 1892 | 1844 |  | 1826 |  |  |  |  | ID#2109 |  |  | 1736 | Raton | 437 | [9 empty] | ID#2112 | 451 |  |  | LIU port no.
| Green |  |  | 24 Core |  |  |  | Green |  |  |  | 1173 |  | 1173 | 1173 | 1173 | Blue | Prothom Alo | Splitter Blue | Up link | ID#2106 | 24 Core |  |  | Blue |  |  |  | Blue | [8 empty] | Blue | [8 empty] | 1173 |  | Blue | Blue |  |  | 2575 | Trans | 1 |  |  | 619 | Blue | Blue | [24 empty] | Blue | [53 empty] | Blue | White | [8 empty] | White | [21 empty] | Blue | White | 2 |  |  | Patch cord |  | LIU-2 Port -7
| Blue | [6 empty] | Blue | [6 empty] | Orange |  |  |  | Splitter Orange | SIS |  |  | Green(Wh Tu.) | 2902 | Orange |  |  |  | Orange | [8 empty] | Orange | [11 empty] | Orange |  |  |  |  | 2 |  |  | 317 | Orange | Orange | [24 empty] | Orange | [53 empty] | Orange | [31 empty] | Orange |  | 3
White Tube | [6 empty] | White Tube | [10 empty] | White Tube
| Orange | [6 empty] | Orange | [8 empty] | Green |  | Orange |  |  |  | Orange(Wh Tu.) |  | Green |  |  |  | Green |  |  |  | Green |  |  |  |  | Green | [10 empty] | Splitter | Green |  |  |  |  | 3 |  |  | 619 |  | Green | [24 empty] | Green | [50 empty] | 1460 |  | Orange | Green | [5 empty] | Green |  |  | Green | [9 empty] | Green | [11 empty] | Planners to Meherba New link | Green |  | 1
| Trans | [6 empty] | Trans | [8 empty] | Brown |  | Trans | White |  |  |  | White | Trans |  |  |  | Brown | NRB Global Bank | [7 empty] | Brown | [8 empty] | Broown | NRBG | Splitter Green | Brown |  |  |  |  | 4 |  |  | 619 | Brown | Brown | [24 empty] | Brown | [53 empty] | Trans | [18 empty] | Problem | [11 empty] | Problem | Trans |  | 4
[16 empty] | ID - 139 |  | 6065 | Splitter Green | [8 empty] | Trans | Slate | [7 empty] | HSBC 2nd Link | Slate | Blue | 3821 | [8 empty] | Splitter Orange | Slate |  |  |  |  | 5 |  |  | 2575 | Green | Slate | [24 empty] | Slate | [53 empty] | Green | Blue | [8 empty] | Blue | [21 empty] | Green | Blue | 5
[29 empty] | White | [8 empty] | White | [10 empty] | Splitter Blue | White | [5 empty] | 24core |  | 2575 | Blue | White | [24 empty] | White | [53 empty] | Blue | [31 empty] | Blue |  | 6 |  |  | Just Power
[29 empty] | Red | [8 empty] | Red | [10 empty] | Splitter Brown | Red |  |  |  |  | 1 |  |  | 317 | Red | Red | [24 empty] | Red | [53 empty] | Orange | [16 empty] | (Wh Tube)= | Trans |  | Orange | (Bl Tube) | [10 empty] | Orange |  | 7
[45 empty] | 5000 |  | Blue | Philps | Splitter + 04 Blue | Black |  |  |  |  | 2 |  |  | 317 | Slate | Black | [24 empty] | Black | [53 empty] | Trans | [31 empty] | Trans |  | 8
[8 empty] | Side of EBL | [38 empty] | 4082 |  | Blue | Yellow | HSBC 1at link |  |  |  | 3 |  |  | 619 | Yellow | Yellow | [24 empty] | Yellow | [50 empty] | Yellow |  |  | Green | Orange | [8 empty] | Orange | [8 empty] | Green | [11 empty] | HSBC HO Anchor Tower | Green | Orange | 9 | MC-1310 | Cisco Port # 03
TJB
[8 empty] | Sumon | 5966 | ID - 139 | [36 empty] | 3821 |  | Splitter | Violet |  |  |  |  | 4 |  |  | 619 | Violet | Violet | [24 empty] | Violet | [53 empty] | Blue | [31 empty] | Blue |  | 10
Blue
[49 empty] | Blue Spl |  | Splitter 2:8 | Pink |  |  | 5 |  |  |  | Pink | Pink | [24 empty] | Pink
Orange
[28 empty] | Green |  |  |  | Philips 2nd | Trans | [15 empty] | Brown spl | Trans |  |  |  |  | 6 |  |  | 2575 | Orange | Trans | [24 empty] | Trans | [53 empty] | Orange | [31 empty] | Orange |  | 11
Green
[139 empty] | Trans | [31 empty] | Trans |  | 12
Trans
[139 empty] | Green | Green | [8 empty] | Green | [21 empty] | Green | Green | 13
[44 empty] | ID#2074 |  | ID#701
[136 empty] | 695 |  | White | Blue | [30 empty] | Planners to Segunbagicha | Blue |  | 14 |  | SFP-26
[34 empty] | 5100 |  | ID#2074 | 5000
[33 empty] | Blue | Philips |  |  |  | Blue | [14 empty] | 24 Core | [85 empty] | Orange | [31 empty] | Orange |  | 15
[33 empty] | Orange |  |  |  |  | Orange | [100 empty] | Trans | [31 empty] | Trans |  | 16
24core
[33 empty] | Green |  |  |  |  | Green | [45 empty] | 2252 | Green | White | [52 empty] | Green | Brown | [8 empty] | Brown | [21 empty] | Green | Brown | 17
[44 empty] | 3981 |  | 4124
[33 empty] | Trans |  |  |  |  | Trans | [5 empty] | Opp.Anchor Tower |  | Anchor Tower Boundary | [37 empty] | 2252 | Blue | [53 empty] | Blue | [31 empty] | Blue |  | 18
[44 empty] | 196 |  | 1900 | [37 empty] | 2252 | Orange | [53 empty] | Orange | [31 empty] | Orange |  | 19
[82 empty] | ID - 2104 |  | 2252 | Trans | [53 empty] | Trans | [31 empty] | Trans |  | 20
[84 empty] | 2252 | Green | Slate | [52 empty] | Green | Slate | [8 empty] | Slate | [21 empty] | Green | Slate | 21
[84 empty] | 2252 | Blue | [53 empty] | Blue | [31 empty] | Blue |  | 22
[44 empty] | ID#2268 |  | ID#1834 | [37 empty] | 2252 | Orange | [53 empty] | Orange | [31 empty] | Orange |  | 23
[82 empty] | ID - 2104 |  | 2252 | Trans | [53 empty] | Trans | [31 empty] | Trans | Clients Name | 24 | GSFP-2 |  | OLT Main
[121 empty] | ID - 834 | [13 empty] | ID - 834
[44 empty] | Blue |  | Blue
[44 empty] | 69 |  | 1812
[44 empty] | Inside of HSBC | [60 empty] | Mosjid-e- Noor | [11 empty] | Jononi Steel Agency | [38 empty] | Boundary of Planner Tower | [9 empty] | Inside of Planners POP |  |  |  |  | Planner Tower POP
[44 empty] | 2nd link |  | 1st link | [58 empty] | TJB | [29 empty] | 1594 | [38 empty] | FMC Infromation | Switch No & Port
[103 empty] | ID#5873 | 789 | Raton | [7 empty] | 1801 |  | ID - 5284 | 1957 | [23 empty] | 1474 | [9 empty] | ID#1807 |  |  |  |  | 1545 |  | xx |  | ID#1807 | [5 empty] | 1310 |  | 258 |  | ID#1074
[105 empty] | Blue | [5 empty] | 4450 | Blue |  |  |  |  | Blue | Orange | 1594 | [19 empty] | Blue | [16 empty] | Blue | [9 empty] | Blue | Planners POP to CCT POP |  |  |  | Blue |  | 1550 | SFP Port # 28 | Hu Port #28
[105 empty] | Orange | [6 empty] | Orange |  |  |  |  | Orange | Blue | 1594 | [19 empty] | Orange | [16 empty] | Orange | [9 empty] | Orange | Daily Desh Times |  |  |  | Orange
[105 empty] | Green | [6 empty] | Green |  |  |  |  | Green | [21 empty] | Green | [16 empty] | Green | [9 empty] | Green | Planners POP to Concord NOC |  |  |  | Green
[105 empty] | Brown | [6 empty] | Trans |  |  |  |  | Trans | Green | 1594 | [19 empty] | Brown | [16 empty] | Brown | [9 empty] | Brown | Lexus Travels Sonartory Tower |  |  |  | Brown
[105 empty] | Slate | [11 empty] | Slate | Brown | 1594 | [19 empty] | Slate | [16 empty] | Slate | [9 empty] | Slate | Actweel Technology (BD) LTD. |  |  |  | Slate
[105 empty] | Trans |  |  |  | ID - 294 | [8 empty] | Orange | 1594 | [19 empty] | Trans | [16 empty] | Trans | [9 empty] | Trans |  |  |  |  | Trans
Plannet
Slate
Ciramic Oshan Bangala Motor
Monir
[105 empty] | Blue | Blue
[113 empty] | Madina Enterprize | [8 empty] | Sonartori Tower Fiber@H LDP | [5 empty] | Matsha Bhaban Fiber@H LDP
[105 empty] | Orange | Slate | [6 empty] | Raton | [8 empty] | Raton | [5 empty] | Raton
[112 empty] | 4351 | Blue | 2783 |  | ID - 9562 |  |  |  |  | 2743 | Blue |  |  | Total = 8070m |  | 1019m4c (ID-1272) | Green | 5898 | ID - 306 | SEE Elephant Road POP
Green
Brown
Slate
Trans
Cable goes to Banglamotor PP POC pls see CCT to Motijhel Backbone
[137 empty] | 7677 |  | ID#7272
[109 empty] | 27 Link Raod Banglamotor Ceramics | [40 empty] | DIGI 21
[104 empty] | ID#2106 |  |  |  | 2862 | White | [39 empty] | 5652
[110 empty] | Green | [26 empty] | 5800 | ID#2074 | [11 empty] | Blue | Pacth Cord
[110 empty] | Blue | [39 empty] | Orange
[110 empty] | Orange | [39 empty] | Green
[110 empty] | Trans | [21 empty] | Banglamotor Overbridge tj
[109 empty] | Blue |  | 1499 | [15 empty] | 4core | ID#1550 |  |  | 1402 | [18 empty] | Front of Nassa Tower | [7 empty] | Opp. Saol Heart Center 26 Eskaton road Dustbin | [8 empty] | Opp.House-13 Garden Easkaton road /Opp.Singar | [5 empty] | Side of SEBL MD Res | [5 empty] | Bodir School Eskaton Raod |  |  |  |  | Pryanka Tailors 4/A Eskaton Road | [5 empty] | Near SPRC POC TJ Box |  |  |  | SPRC POC TJ Box |  |  |  |  | Mina Bazaar Mogbazaar | [10 empty] | Inside of NBL
[109 empty] | Green | Green | [22 empty] | Green | Blue | 3471
[145 empty] | ID#907B |  |  |  | 3739 |  | 5176 |  | ID#0631 |  |  |  | 4824 |  | 179 |  |  | ID#8644 |  |  |  | 66 |  | 314 |  | ID#905 |  | 4 |  | 7014 |  | ID#2201 |  | 6911 |  | 6870 |  | ID#2201 | 6747 |  | 6744 |  |  | ID#2201 | 6696 |  | 6693 | ID#2201 | 6644 |  | 316 |  | ID#905 | 500 |  | 6574 | [6 empty] | ID#201 |  | 6531
[109 empty] | Blue | Trans | [22 empty] | Trans | Orange | 7677 |  | ID#7272 |  |  |  |  | Cable goes to Bangla Motor POC | [5 empty] | Blue | Splitter Up link Trans | Splitter Blue | [7 empty] | Blue | [7 empty] | Seagal MD | Blue |  |  |  |  | SEBL MD | Blue | [5 empty] | Blue |  |  |  |  | Blue | [5 empty] | Blue |  |  |  | Blue |  |  |  |  | Blue | [10 empty] | Blue
[107 empty] | 711 | Slate |  | Orange | [22 empty] | Orange | Green | [15 empty] | Splitter Orange | [7 empty] | Orange | [8 empty] | Orange | Blue |  |  |  |  | Orange | Blue |  |  |  |  | Orange |  |  |  |  | Orange | [5 empty] | Orange |  |  |  | Orange |  |  |  |  | Orange | [10 empty] | Orange
[109 empty] | Trans | Blue | [22 empty] | Blue | Blue | 7152 | ID#201 | New 4 Core Cable | [12 empty] | Spitter Green | Blue | [6 empty] | Green | [8 empty] | Green | Orange |  |  |  |  | Green | [5 empty] | Green |  |  |  |  | Green | [5 empty] | Green |  |  |  | Green |  |  |  |  | Green | [10 empty] | Green
[134 empty] | Trans | 3471 | [14 empty] | Splitter Brown | Orange | [6 empty] | Trans | [8 empty] | Trans | [5 empty] | Trans | [5 empty] | Trans |  |  |  |  | Trans | [5 empty] | Trans |  |  |  | Trans |  |  |  |  | Trans | [10 empty] | Trans
[150 empty] | Splitter Slate | Green
[148 empty] | Lexus Travel | Green | Splitter White
[148 empty] | actweel | Trans | Splitter Black
NTTN
[156 empty] | ARC Tower POC | [12 empty] | Elephent Road Wimax POP
[156 empty] | 537 |  | 537 |  | 537 | 537 |  | 537 |  | 537 |  |  |  | 650 |  | 650
[169 empty] | ID-5445 |  | ID-5445
[135 empty] | 1874 | [29 empty] | ID#5228 |  |  | ARC Tower / Anondo sweets
TJB
[167 empty] | 525 | Sumon | [5 empty] | 2133 | ID#1263
[168 empty] | Blue | 421
[168 empty] | Orange | 421
Green
[168 empty] | Brown | Orange | 5812
1885
Slate
2124
[167 empty] | AIBL | White | Blue | 5812
ID#7814
[135 empty] | 250 | [38 empty] | ID#306
Front of SCBL
2110
ID#1272
1197
Under Ground Car parking
1270
ID#2814
[88 empty] | ARK Tower 86 CR-Datta Road | [8 empty] | Rahman Enterprixe / Opp My TV / Side Of Mosjid | [8 empty] | Nahar Mavel | [16 empty] | Front of Motaleb plaza Bamboo | [26 empty] | South Side of Motaleb Plaza | [35 empty] | Opp Hatirpool kachabazar/beside LG showroom Bhai Bhai Store
[85 empty] | ID#204 |  | 2400 | Monir |  |  | 2525 | ID#2112 |  |  |  | 2478 | Monir |  |  | 298 |  | ID - 2107 |  |  | 436 | Monir |  |  | 2542 | [10 empty] | ID - 2104 |  | 3004 | [6 empty] | 4380 |  | ID#578 | [17 empty] | 4536 | [16 empty] | 7918 | [18 empty] | 8002 | Bijoy
[88 empty] | Green | White | [7 empty] | Green | White | [7 empty] | Green | White | Trans | [14 empty] | Green | White | Blue | [24 empty] | Blue | [35 empty] | Blue | [12 empty] | Mohammad Bakary Hatirpool |  |  |  | 44 Gafur Tower H-190 ERD |  |  |  | 44 Gafur Tower H-190 ERD |  |  |  |  | Sheltech /Gafur Bhaban POC TJB
[199 empty] | Komol | [7 empty] | Sumon |  |  |  |  | Sumon
[88 empty] | Blue | [8 empty] | Blue | [8 empty] | Blue |  | Blue | [14 empty] | Blue |  | Blue | 1229 | SCBL Motaleb Plaza | [37 empty] | Orange | [20 empty] | Orange | [6 empty] | 1759 |  |  |  | ID#9562 | 1755 |  | 1759 | ID#9562 | 2022 |  |  | ID#9562 | 2033 |  | 2037 | ID#9562 |  | 2057 |  | 10 | ID-6032 | 1 | Hatirpul POC Bamboo |  |  | Katabon POC | 940 | ID-2229 | See the ERD POP file
[88 empty] | Orange | [8 empty] | Orange | [8 empty] | Orange |  | Orange | [14 empty] | Orange |  | Orange | [24 empty] | Orange | [14 empty] | Green | [20 empty] | Green | Green | 1550
[88 empty] | Trans | [8 empty] | Trans | [8 empty] | Trans |  | Green | [14 empty] | Trans |  | Slate | [24 empty] | Slate | Blue | [12 empty] | Orange | Brown | [20 empty] | Brown
[88 empty] | Green | Slate | [7 empty] | Green | Slate | [7 empty] | Green | Slate | Orange | [14 empty] | Green | Slate | Brown | [24 empty] | Brown | Brown | [13 empty] | Slate | [20 empty] | Slate
ID#677
[88 empty] | Blue | [8 empty] | Blue | [8 empty] | Blue |  | Brown | [14 empty] | Blue |  | Green | [38 empty] | Brown | White | [20 empty] | White
[64 empty] | 1043 | 1043 | 1043 | 1043
[64 empty] | Trans | Green | Orange | Blue | [20 empty] | Orange | [8 empty] | Orange | [8 empty] | Orange |  | Blue | [13 empty] | NRBC Branch | Orange |  | Blue | [39 empty] | Red | [20 empty] | Red
[88 empty] | Trans | [8 empty] | Trans | [8 empty] | Trans |  | Slate | [14 empty] | Trans |  | Black | [24 empty] | Black | Orange | [12 empty] | Slate | Black | [20 empty] | Black
[165 empty] | Yellow | [20 empty] | Yellow
[165 empty] | Violet | [20 empty] | Violet
497M
[63 empty] | Nasir Trade Center Bangla Motor | [9 empty] | Front of Sonatori tower |  |  |  |  | Mojaik Tiles |  |  |  | Smart Tiles 43/1, Bir Uttam Road | [82 empty] | Pink | [20 empty] | Pink
[73 empty] | TJB 1 |  | 97M |  |  | TJB |  |  |  | TJB
[62 empty] | 260 | [7 empty] | 205 | ID#1706 | 159 |  | 738 | ID#281 |  | 805 | Sumon | 1709 | ID#3139/612 | 1593 |  | 1590 | [38 empty] | 1343 | [42 empty] | Transparent | [20 empty] | Transparent
[63 empty] | Blue | [5 empty] | Blue |  |  |  | Blue |  |  |  |  | Blue | [44 empty] | Blue
[60 empty] | ID#177 |  |  | Orange | [5 empty] | Orange |  |  |  | Orange |  |  |  |  | Orange | [44 empty] | Orange
[63 empty] | Green | [5 empty] | Green |  |  |  | Green |  |  |  |  | Green | [44 empty] | Green
[63 empty] | Brown | [5 empty] | Brown |  |  |  | Brown |  |  |  |  | Brown | [44 empty] | Brown
[62 empty] | DBBL - CR Datta Road | Slate | [5 empty] | Slate |  |  |  | Slate |  |  |  |  | Slate | [44 empty] | Slate
[63 empty] | White | [5 empty] | White |  |  |  | White |  |  |  |  | White | [44 empty] | White
[63 empty] | Red | [5 empty] | Red |  |  |  | Red |  |  | Islamic TV |  | Red | [44 empty] | Red
[149 empty] | Spliter 2:8 | Blue=Orange | Karnafuly | 2850
[63 empty] | Black |  |  |  | 1043 | Orange | Black |  |  |  | Black |  |  |  | Akij | Black | [44 empty] | Black
[150 empty] | Orange=Green | Kabir |  |  |  | 2850
[63 empty] | Yellow | [5 empty] | Yellow |  |  |  | Yellow |  |  |  |  | Yellow | [44 empty] | Yellow
[150 empty] | Green=Blue | GSP | 2850
[63 empty] | Violet | [5 empty] | Violet |  |  |  | Violet |  |  |  |  | Violet | [44 empty] | Violet
[148 empty] | Up Link |  | Brown |  | ID#2204 | ID#2204 |  | ID#2204
[63 empty] | Pink | [5 empty] | Pink |  |  |  | Pink |  |  |  |  | Pink | [44 empty] | Pink
[150 empty] | Blue = Brown | [9 empty] | 1734
[63 empty] | Transparent | [5 empty] | Transparent |  |  |  | Transparent |  |  |  |  | Transparent | [44 empty] | Trans
[150 empty] | Orange = Orange | [6 empty] | 7918 |  |  | ID#2032
Green
[150 empty] | Brown = Orange | [10 empty] | 1734
[160 empty] | ID#2032 | ID#2032
[116 empty] | GSP Finince | [7 empty] | Padma Oil Company 06, Paribag |  |  |  |  | House37/2 Paribag | [5 empty] | Opp Paribag Mosjid | [6 empty] | Power House Staff Quarter Jame Mossjid/Shahjal Marbel agency |  |  |  |  | Priyanka Beauty Parlour | [17 empty] | Side of Power House Staff Quarter |  |  |  |  | Opp.Module Genaral Hospital 1/G/3 |  |  |  |  | Near Bhai Bhai Store |  |  |  |  | H-2-B-1/Bangladesh Polli Unnion Board/Habib Nwabullah Moor | [98 empty] | Concord Tower | [5 empty] | 3rd floor Belcony concord tower |  |  |  | Banglamotor Summit hand hole |  | Banglamotor Summit Patrol Pump POC
[279 empty] | LIU 2 | [5 empty] | TJB
[117 empty] | 3369 |  |  | ID#6110 |  |  | 3271 |  | 3992 |  | ID#405 | 4110 |  |  | 7361 | ID#3108 |  | 7445 |  | 2680 |  |  | ID#2204 |  | 2732 |  | 4 |  | ID#709 | 69 |  | 2793 |  | ID#2204 | [13 empty] | 1826 | Ratan | 300 |  | ID#1525 | 236 | Ratan | 1840 |  | ID#2032 | 1926 | Bijoy | 1929 | ID#2032 |  | 2037 | Bijoy | 170 | [98 empty] | Tube | Code |  |  | 660 | Monir | 2677 | ID-2110 | 2855
[116 empty] | Blue | [7 empty] | Blue | GSP |  |  |  | Blue | [5 empty] | Blue | [6 empty] | Blue |  |  |  |  | Blue | [17 empty] | Blue |  |  |  |  | Blue |  |  |  |  | Blue |  |  |  |  | Blue | [98 empty] | 1 | White | Green | CTG STM 1st Link Via Moghbazar to Summit | [6 empty] | White | Green | White | Green
[116 empty] | Orange | [5 empty] | 3051 | Blue | Orange | Kornofully |  |  |  | Orange | [5 empty] | Orange | [6 empty] | Orange |  |  |  |  | Orange | [17 empty] | Orange |  |  |  |  | Orange |  |  |  |  | Orange |  |  |  |  | Orange | Orange | [97 empty] | 2 |  | Blue | Concord POP to One Asia IIG Sumit ODF | [7 empty] | Blue |  | Blue
[116 empty] | Green | [7 empty] | Green |  |  |  |  | Green | [5 empty] | Green | Kabir Toy | [5 empty] | Green |  |  |  |  | Green | [17 empty] | Green |  |  |  |  | Green |  |  |  |  | Green |  |  |  |  | Green | [97 empty] | Borak Tower Sumit ODF end 144 core Tray#6, Port #12 | 3 |  | Orange | Concord POP to Borak Tower Sumit ODF | [7 empty] | Orange |  | Orange
[116 empty] | Trans | [7 empty] | Trans |  |  |  |  | Trans | [5 empty] | Trans | [6 empty] | Trans |  |  |  |  | Trans | [17 empty] | Brown |  |  |  |  | Brown |  |  |  |  | Brown |  |  |  |  | Brown | Green | [97 empty] | 4 |  | Trans | CTG STM 2nd Link Via Bangla Motors to Planners | [7 empty] | Trans |  | Trans
[165 empty] | Slate |  |  |  |  | Slate |  |  |  |  | Slate |  |  |  |  | Slate | [98 empty] | 5 | Blue | Green |  | One Bank Doctor Goli Branch | [5 empty] | Blue | Green | Blue | Green
[165 empty] | White |  |  |  |  | White |  |  |  |  | White |  |  |  |  | White | [98 empty] | 6 |  | Blue | Impress | [7 empty] | Blue |  | Blue
[122 empty] | ID#2229 | [42 empty] | Red |  |  |  |  | Red |  |  |  |  | Red |  |  |  |  | Red | [97 empty] | 560M | 7 |  | Orange | Concord POP to Segunbagicha POP | [7 empty] | Orange |  | Orange
[90 empty] | Karnofully MD Res House#5 Garden |  |  |  | Karnofully MD Res House#5 Gate-2 | [5 empty] | Kornafully Gate-1 | [9 empty] | Padma Oil | [54 empty] | Black |  |  |  |  | Black |  |  |  |  | Black |  |  |  |  | Black | [98 empty] | 8 |  | Trans | IBBL Moghbazar Branch, | [7 empty] | Trans |  | Trans | Mogbazar in fornt of 3star hotel (Duct EP)
[90 empty] | TJB |  |  |  | TJB | [5 empty] | TJB | [9 empty] | TJB
[91 empty] | 332 | ID#2613 | 382 |  | 384 |  | ID#2613 |  | 442 |  | 3149 |  |  |  |  | ID - 2229 |  |  | 3078 | Sumon | 3076 |  |  |  |  | ID - 2229 | [48 empty] | Yellow |  |  |  |  | Yellow |  |  |  |  | Yellow |  |  |  |  | Yellow | [98 empty] | 9 | Orange | Green |  | HPL | [5 empty] | Orange | Green | Orange | Green
[90 empty] | Blue |  |  |  | Blue | [5 empty] | Blue | [9 empty] | Blue | [71 empty] | 6Core |  |  |  | 6Core
[165 empty] | Violet |  |  |  |  | Violet |  |  |  |  | Violet |  |  |  |  | Violet | [98 empty] | 10 |  | Blue | South East Bank Ltd. MD Res | Padma group | [6 empty] | Blue |  | Blue |  | SPRC and Neurology hospital/oppopsite dilu road
[90 empty] | Orange |  |  |  | Orange | [5 empty] | Orange | [9 empty] | Orange | [71 empty] | ID-5866 |  |  |  | ID-5866 | [107 empty] | ID-781
[165 empty] | Pink |  |  |  |  | Pink |  |  |  |  | Pink |  |  |  |  | Pink | [97 empty] | 3202M | 11 |  | Orange |  | IFRC 1 | [6 empty] | Orange |  | Orange
[90 empty] | Green |  |  |  | Green | [5 empty] | Green | [9 empty] | Green
[165 empty] | Transparent |  |  |  |  | Transparent |  |  |  |  | Transparent |  |  |  |  | Transparent |  | 445 | [96 empty] | 12 |  | Trans | IFRC - [British Red Cross]-Mogbazar | [7 empty] | Trans |  | Trans
[90 empty] | Trans |  |  |  | Trans | [5 empty] | Trans | [9 empty] | Trans | [71 empty] | Sakura POC
[279 empty] | 13 | Green | Green | Concord POP to Gulshan-1 POP | [5 empty] | Gulshan-1 | Green | Green | Green | Green
[279 empty] | 14 |  |  |  | SCBL Gulfesha ATM,Moghbazar | [6 empty] | Blue |  | Blue
[279 empty] | 15 |  | Orange | Concord Tower POP to Planners Tower POP | [7 empty] | Orange |  | Orange
[279 empty] | 16 |  | Trans | Concord Toewr POP to Hamim POP | [5 empty] | Hamim |  | Trans |  | Trans
Sheraton POC
[279 empty] | 17 | Brown | Green |  | BTCL | [5 empty] | Brown | Green | Brown | Green
991
[279 empty] | 18 |  | Blue |  | BTCL | [6 empty] | Blue |  | Blue
[279 empty] | 19 |  | Orange | Opus Technology Limited | [7 empty] | Orange |  | Orange
[182 empty] | ID#340 | [96 empty] | 20 |  | Trans | SCB Kakrail Branch, | [7 empty] | Trans |  | Trans
[279 empty] | 21 | Slate | Green | Concord Tower POP to Mouchak Wimax POP | [6 empty] | Slate | Green | Slate | Green
[182 empty] | 1114 |  | 1114 |  | 1114 | [92 empty] | 22 |  | Blue | SEBL Mouchak Branch. | [7 empty] | Blue |  | Blue
Behind OF SCBL Sheraton
[279 empty] | 23 |  | Orange | AIBL-Mouchak Branch | [7 empty] | Orange |  | Orange
[279 empty] | 24 |  | Trans | Padma Diagnostic Center Ltd. | [7 empty] | Trans |  | Trans
[252 empty] | ID#1074 | 258 |  | 1310 | ID#1807 | xxx |  | 1545 | ID#1807 | 1474 |  | 782 |  | xx | Raton |  | 10688 | ID#691 | 10643 | Monir |  |  | xx |  | 7594 | ID#7272
[250 empty] | Blue | Planners POP to Elephent road POP |  |  | Blue |  |  |  | Blue |  |  |  | Blue |  |  |  | Blue | Blue |  |  |  | Blue | Blue | 410 |  | Blue
[250 empty] | Orange |  | Daily Desh Times |  | Orange |  |  |  | Orange |  |  |  | Orange |  |  |  | Orange | Orange |  |  |  | Orange | Orange | 410 |  | Orange
[250 empty] | Green | Planners POP to Concord NOC |  |  | Green |  |  |  | Green |  |  |  | Green |  |  |  | Green | Green |  |  |  | Green |  |  |  | Green
[250 empty] | Brown | Lexus Travels Sonartory Tower |  |  | Brown |  |  |  | Brown |  |  |  | Brown |  | Pls check the client reading |  | Brown | Brown |  |  |  | Brown |  |  |  | Trans
[250 empty] | Slate |  |  |  | Slate |  |  |  | Slate |  |  |  | Slate |  |  |  | Slate | Slate |  |  |  | Slate
3star POC tjb sumon
[250 empty] | Trans |  |  |  | Trans |  |  |  | Trans |  |  |  | Trans |  |  |  | Trans | Trans |  |  |  | Trans
Inside Islami Bank POBON
6549
ID-2275
[200 empty] | Blue | Blue | EBL - Eastern Mollica | 1411 | ID - 686
[200 empty] | Orange | Orange | Hi-Tech - Elephant Rd | 1411 | ID - 686
[200 empty] | Green | Green | Trust Bank - Elephant Rd | 1411 | ID - 686
[198 empty] | Trans | [24 empty] | APEX ; 124/B, Elephant Road | [7 empty] | Amtola Resturant 125, Elephant Road |  |  |  |  | Opp. 85/1 Scientce Lab |  |  |  |  | SundarBan Quriar
[200 empty] | Brown | Slate | Al-Arafah Isalmi | 1411 | ID - 686 | [18 empty] | TJB | [7 empty] | TJB
[219 empty] | ID#1204 |  |  | 2460 | Sajahan | 3911 |  | ID - 2275 |  |  |  | 3961 | Sajahan | 2472 |  | ID#1204 | 2614 |  | 2415 |  | ID#1204 | 2215 |  | 1475 |  | ID#209 | Cable Goes to ERD to Multiplan cable
[200 empty] | Blue | Blue | Islami Bank - New Market | 2418 | ID#1204 | [18 empty] | Blue | [7 empty] | Blue |  |  |  |  | Blue |  |  |  |  | Blue
[200 empty] | Orange | Blue | Islami Bank - Elephant Road (2nd Link) | 6501 | ID - 2275 | [18 empty] | Orange | [7 empty] | Orange |  |  |  |  | Orange |  |  |  |  | Orange
[200 empty] | Green | Green | [21 empty] | Green | [7 empty] | Green |  |  |  |  | Green |  |  |  |  | Green
[200 empty] | Brown | Trans | [21 empty] | Trans | [7 empty] | Trans |  |  |  |  | Trans |  |  |  |  | Trans
R# 5, H# 25/A (Juwel)
[237 empty] | 3010m |  | 3012m
Blue
[195 empty] | Agrani bank POC TJB | [42 empty] | Orange
[190 empty] | TJB |  | ID - 5495 |  | 648 |  | Sumon | [21 empty] | 1411 | [7 empty] | ID - 686
[195 empty] | Blue | [21 empty] | Blue | [20 empty] | Green
[195 empty] | Orange | [21 empty] | Orange | [20 empty] | Trans
[195 empty] | Green | Trans | Splitter | [19 empty] | Green
[195 empty] | Brown | [21 empty] | Brown | [25 empty] | Road -5 mor, H-27/A
[195 empty] | Slate | [21 empty] | Slate | [19 empty] | Cable goes to Dhanmondi 8 |  |  | ID#2735 |  | 6392 | [5 empty] | 15835 | Cable goes to Dhanmondi - 4 POP
[243 empty] | Blue |  |  | 3098 | Blue
[195 empty] | White | [21 empty] | Trans
[243 empty] | Orange |  |  |  | Orange
Red
[243 empty] | Green |  |  |  | Green
Black
[243 empty] | Trans |  |  |  | Brown
Yellow
Slate
Violet
Trans
Pink
Trans
ID-7272
[225 empty] | Slate |  | Brown |  | Green |  | Orange |  | Blue | Blue | Blue |  | Orange
[225 empty] | 1382 |  | 1382 |  | 1382 |  | 1382 |  | 1382 | 2800 |  | 7646
[228 empty] | Agrani Bank POC | [5 empty] | Fatema orchid POC, Dhan-5 | Foot overbridge POC
[225 empty] | NTTN-512 |  | NTTN-512 |  | NTTN-512 |  | NTTN-512 |  | NTTN-512 | NTTN-1682 | NTTN-
ARC Tower POC
[225 empty] | 537 |  | 537 |  | 537 |  | 537 |  | 537 | 537 | 537
[225 empty] | Red |  | White |  | Slate |  | Brown |  | Green | Orange | Blue
ID#5228
Cable goes to ERD Backbone
Note on HQ51: This core goes to Summit Splitter TJ box 12Green = Blue Slpitter
Note on HR51: This Core Goes to Summit Center TJ box
Note on HQ53: DBBL - C.R. Dutta, Road, Banglamotor(F0713),91 Bir Uttam C.R. Dutta, Road, Banglamotor, Ramna, Dhaka connected from Planner POP 12Black=Orange Slpitter
Note on HR53: DBBL - C.R. Dutta, Road, Banglamotor(F0713),91 Bir Uttam C.R. Dutta, Road, Banglamotor, Ramna, Dhaka connected from Planner POP 12Black=Orange Slpitter
Note on HQ55: This core goes to Anchor Tower TJB for Splitter Slpitter Green+12Pink
Note on HR55: This core goes to Anchor Tower TJB for Splitter Slpitter Green+12Pink Claint Name 1.ProthamAlo Panthapath 2.NRB Ladies Branch Panthapath 3.United Air Panthapath 4.Chaina Bangla Panthapath
Note on HQ57: Akij Group - Akij Ceramics Limited dislpay center: Mojaffar Tower 55 Bir Uttam CR Datta Road (41 poribug, Sonargaon Road), Dhaka – 1000. connected from Planner POP 12Red= Brown Slpitter
Note on HR57: Akij Group - Akij Ceramics Limited dislpay center: Mojaffar Tower 55 Bir Uttam CR Datta Road (41 poribug, Sonargaon Road), Dhaka – 1000. connected from Planner POP
Note on HQ59: Karnofully MD Res 5 Poribag, Bangla Motor, Dhaka. Connected from Planners POP Green(Tube-White)=Slate Slpitter
Note on HR59: Karnofully MD Res 5 Poribag, Bangla Motor, Dhaka. Connected from Planners POP
Note on HQ61: SCB Motalab Plaza ATM, Motalib Plaza, 8, Paribug, Sonargaon Road, Hatirpool, Dhaka connected from Planner POP Blue(Tube-White)=White Slpitter
Note on HR61: SCB Motalab Plaza ATM, Motalib Plaza, 8, Paribug, Sonargaon Road, Hatirpool, Dhaka connected from Planner POP
Note on HQ63: GSP Finince 1 Poribag, Mymonsingh Raod, Dhaka connected from Planners POP Trans(White-Tube)=Red Slpitter
Note on HR63: GSP Finince 1 Poribag, Mymonsingh Raod, Dhaka connected from Planners POP
Note on HQ65: ICMA Bangladesh ICMA Bhaban, Nilkhet Dhaka-1205 connected from Planners POP Orange(White-Tube)=Black Slpitter
Note on HR65: ICMA Bangladesh ICMA Bhaban, Nilkhet Dhaka-1205 connected from Planners POP
Note on HQ67: This core goes to Elephant Road Agrani Bank POC TJB for Splitter 24 Blue(Slate Tube)=Blue Slpitter
Note on HR67: This core goes to Elephant Road Agrani Bank POC TJB for Splitter
Note on HQ69: SCB Sheraton Hotel, Annex Building, Sheraton Hotel, 1 Minto Road, Ramna, Dhaka-1000 connected from Planners POP
Note on HR69: Sonali Bank Hotel Sheraton Branch Sheraton Hotel, Minto Road Dhaka, Dhaka connected from Planners POP
Note on HQ71: Sonali Bank Hotel Sheraton Branch Sheraton Hotel, Minto Road Dhaka, Dhaka co
Note on HR71: Sonali Bank Hotel Sheraton Branch Sheraton Hotel, Minto Road Dhaka, Dhaka co0 connected from Planners POP
Note on HQ73: NRBC Hatirpul Branch-Ocean Beauty Tower (Ground Floor-Madina Tiles), Shah Saheb Road, Holding No:15/1, Paribagh Dhaka, connected from Planners POP (SlateTube)Orange=Slate Splitter
Note on HR73: NRBC Hatirpul Branch-Ocean Beauty Tower (Ground Floor-Madina Tiles), Shah Saheb Road, Holding No:15/1, Paribagh Dhaka, connected from Planners POP (SlateTube)Orange=Slate Splitter
Note on BO75: Protham Alo Kathal Bagan SPL Orange+4Blue(2037-------------------ID#1307-----------Corner of Protham Alo4Blue+4Blue(1993+2193)--------------------ID#2706-----------------------------------2173)
Note on HQ75: NRBC Hatirpul Branch-Ocean Beauty Tower (Ground Floor-Madina Tiles), Shah Saheb Road, Holding No:15/1, Paribagh Dhaka, connected from Planners POP (SlateTube)Orange=Slate Splitter
Note on HQ77: Planet Technology Solution Sandani Tower 7th Floor
Note on N78: Philips 2nd link
Note on T78: Philips 2nd link
Note on N80: HSBC 2nd link
Note on T80: HSBC 2nd link
Note on HQ81: This core goes to Nasa TJB
Note on HR81: 1.SEBL Banglamotors 2.Nassa 3.Hotel Seagal Md.
Note on CK88: Protham Alo Kathal Bagan SPL Orange+4Blue
Note on P92: Unided air UTC Building Conneceted from Planners POP 24Green (White Tube)=6Blue(1729------------------1749)ID#6289
Note on AM92: Hi-Tech Furniture - plot - 1/C, panthpath Connected From Planners POP 04Blue+4Blue(1171------------ID#2613---------1226)
Note on BE92: Hi-Tech Furniture - plot - 1/C, panthpath Connected From Planners POP 04Blue
Note on CC92: Hi-Tech Furniture - plot - 1/C, panthpath Connected From Planners POP 12Violet = 04Blue
Note on CW92: Planners POP to Kawran Bazar POP Via Sundorban Hotel POC via Summit Center POC 6Blue=12Blue
Note on EC92: Planners POP to Kawran Bazar POP Via Sundorban Hotel POC via Summit Center POC 12Blue=12Blue
Note on FL92: Planners POP to Kawran Bazar POP Via Sundorban Hotel POC via Summit Center POC 12Blue=12Blue
Note on HX92: Planners POP to Kawran Bazar POP Via Sundorban Hotel POC via Summit Center POC 12Blue =Blue(Tube-White)24Core
Note on AD94: SIS Inflexion Bd.ltd.connected form Planners pop Splitter orange+4Blue(1842----ID-6110-----------------------------1742)Sumon
Note on AM94: United air UTC
Note on CC94: United air connected from Planners
Note on AD96: Philips 2nd link
Note on AM96: Philips 2nd link
Note on EC96: Multimode Group - Anchor Tower, 108 Bir Uttam C R Dutta Road, Tejgaon, Dhaka Connected from Planners POP 12Green = 12Green
Note on FL96: Multimode Group - Anchor Tower, 108 Bir Uttam C R Dutta Road, Tejgaon, Dhaka Connected from Planners POP 12Green = Blue Slpitter
Note on HX96: Planners To Meherba POP Connected From Planners POP Sonartori LDP To Matsha Bhaban LDP 24core (White Tube) Green + 12 Orange
Note on ID96: Planners To Meherba POP Connected From Planners POP Sonartori LDP To Matsha Bhaban LDP 24core (White Tube) Green
Note on IG96: Planners To Meherba POP Connected From Planners POP Sonartori LDP To Matsha Bhaban LDP 24core (White Tube) Green
Note on IR96: Planners To Meherba POP Connected From Planners POP Sonartori LDP To Matsha Bhaban LDP 24core (White Tube) Green
Note on JF96: Planners To Meherba POP Connected From Planners POP Sonartori LDP To Matsha Bhaban LDP 24core (White Tube) Green
Note on AD98: HSBC 2nd link
Note on AM98: HSBC 2nd link
Note on BE98: NRB Global ladies Branch Panthapath connected from Planners POP 4Trans+4Blue(3949------------ID#3003----Opp.Victoria University 4Blue+4Blue(3792+3677)--ID#3003----------------------------Victoria University TJB Sumon (3698+1070)-----ID-075--------Khan Jahan ALi Furniture TJB Sumon (1002+3710)----------ID-3003---------3789)
Note on CC98: NRB Global ladies branch panthapath
Note on CS98: NRB Global ladies branch panthapath
Note on EC98: Author:
Note on AD100: EBL - Panthapath Connected form Planners pop Splitter Green+4Blue
Note on BE100: HSBC 2nd link
Note on CC100: HSBC 2nd link connected from Panthapath POP 12 Slate+4Blue
Note on EC100: 12 Slate=24 Green(Blue Tube)
Note on EC102: 12White=24Blue(Blue tube)
Note on FL102: Planners ot Segunabagicha POP connected from Planner POP 24core Blue (Green Tube) = 12core White
Note on EC104: Akij Group - Akij Ceramics Limited dislpay center: Mojaffar Tower 55 Bir Uttam CR Datta Road (41 poribug, Sonargaon Road), Dhaka – 1000. connected from Planner POP 12Red=12Red
Note on FL104: Akij Group - Akij Ceramics Limited dislpay center: Mojaffar Tower 55 Bir Uttam CR Datta Road (41 poribug, Sonargaon Road), Dhaka – 1000. connected from Planner POP 12Red= Brown Slpitter
Note on IR104: Author:
Note on CQ106: Philips Bangladesh ,Monem Business District, Level 9, office unit # B, East Tower 111, Bir Uttam CR Dutta Road (Sonargaon Road), connected from Planner POP OLT Spliter =4Blue
Note on EB106: DBBL - C.R. Dutta, Road, Banglamotor(F0713),91 Bir Uttam C.R. Dutta, Road, Banglamotor, Ramna, Dhaka connected from Planner POP 12Slate + 12 Black
Note on EC106: DBBL - C.R. Dutta, Road, Banglamotor(F0713),91 Bir Uttam C.R. Dutta, Road, Banglamotor, Ramna, Dhaka connected from Planner POP 12Slate + 12 Black
Note on FL106: DBBL - C.R. Dutta, Road, Banglamotor(F0713),91 Bir Uttam C.R. Dutta, Road, Banglamotor, Ramna, Dhaka connected from Planner POP 12Black
Note on CW108: HSBC HO Anchor Tower, 5th floor, 108 Bir Uttam C.R. Dutta Road, Dhaka-1205, connected from Planner POP 12yellow=4Blue
Note on EC108: HSBC HO Anchor Tower, 5th floor, 108 Bir Uttam C.R. Dutta Road, Dhaka-1205, connected from Planner POP 12Yellow=12Yellow
Note on FL108: HSBC HO Anchor Tower, 5th floor, 108 Bir Uttam C.R. Dutta Road, Dhaka-1205, connected from Planner POP 12Yellow=Green Spliter
Note on HX108: HSBC HO Anchor Tower, 5th floor, 108 Bir Uttam C.R. Dutta Road, Dhaka-1205, connected from Planner POP 24core (Tube-Orange) Green = 12Yellow
Note on IR108: HSBC HO Anchor Tower, 5th floor, 108 Bir Uttam C.R. Dutta Road, Dhaka-1205, connected from Planner POP 24core (Tube-Orange) Green
Note on JF108: HSBC HO Anchor Tower, 5th floor, 108 Bir Uttam C.R. Dutta Road, Dhaka-1205, connected from Planner POP 24core (Tube-Orange) Green
Note on CW110: Hi-Tech Furniture - plot - 1/C, panthpath Connected From Planners POP 12Violet = 04Blue
Note on EB110: Hi-Tech Furniture - plot - 1/C, panthpath Connected From Planners POP Spliter Brown = 12Violet
Note on EC110: Hi-Tech Furniture - plot - 1/C, panthpath Connected From Planners POP 12Violet = 12Violet
Note on FL110: Hi-Tech Furniture - plot - 1/C, panthpath Connected From Planners POP Spliter Brown = 12Violet
Note on P111: EBL - Panthapath Connected form Planners pop Splitter 4Blue + 04 Blue (667-------------ID-805------------------)
Note on CS112: China Bangla connected from Planner POP Spliter Blue+4Blue(2101---------------------ID#1732---------2300)
Note on BO114: Philips 2nd link Connected from Panthapath POP 12Trsn+4Blue(2608-----ID#75-----------------11/7 Kalvart Road Hotel Anchor (2806+183)----------363)ID#2277
Note on CS114: Multimode Group - Anchor Tower, 108 Bir Uttam C R Dutta Road, Tejgaon, Dhaka Connected from Planners POP 12Green = 06Blue(***-------------***) Total 160m Monir
Note on EC114: SEBL Banglamotore 12Trans=24Orange(Blue tube)
Note on FL114: SEBL Banglamotore
Note on HX120: Planner POP To Segunbagicha 24core Blue (Green Tube) = 12core White
Note on BO122: Philips Bangladesh ,Monem Business District, Level 9, office unit # B, East Tower 111, Bir Uttam CR Dutta Road (Sonargaon Road), connected from Planner POP 4 Blue=4Blue(4621-4806)
Note on CC122: Philips Bangladesh ,Monem Business District, Level 9, office unit # B, East Tower 111, Bir Uttam CR Dutta Road (Sonargaon Road), connected from Planner POP 12Black=4Blue
Note on FL126: Karnofully MD Res 5 Poribag, Bangla Motor, Dhaka. Connected from Planners POP Green(Tube-White)=Slate Slpitter
Note on IR126: Green=Trans
Note on FL128: SCB Motalab Plaza ATM, Motalib Plaza, 8, Paribug, Sonargaon Road, Hatirpool, Dhaka connected from Planner POP Blue(Tube-White)=White Slpitter
Note on FL130: ICMA Bangladesh ICMA Bhaban, Nilkhet Dhaka-1205 connected from Planners POP Orange(White-Tube)=Black Slpitter
Note on FL132: GSP Finince 1 Poribag, Mymonsingh Raod, Dhaka connected from Planners POP Trans(White-Tube)=Red Slpitter
Note on IR132: GSP Finince 1 Poribag, Mymonsingh Raod connected from Planners POP (Brown Tube )Trans=Green (Brown Tube)
Note on FL134: SCB Sheraton Hotel, Annex Building, Sheraton Hotel, 1 Minto Road, Ramna, Dhaka-1000 connected from Planners POP Green (Tube-Slate)24core
Note on FL138: NRBC Hatirpul Branch-Ocean Beauty Tower (Ground Floor-Madina Tiles), Shah Saheb Road, Holding No:15/1, Paribagh Dhaka, connected from Planners POP
Note on FL140: Sonali Bank Hotel Sheraton Branch Sheraton Hotel, Minto Road Dhaka, Dhaka co
Note on HX140: SCB Sheraton Hotel, Annex Building, Sheraton Hotel, 1 Minto Road, Ramna, Dhaka-1000 connected from Planners POP Trans(Tube-Slate)24core
Note on JF140: OLT Connected from Planners POP Trans(Tube-Slate)24core
Note on JG140: 1.ProthamAlo Panthapath 2.NRB Ladies Branch Panthapath 3.United Air Panthapath 4.Chaina Bangla Panthapath 5.Hitech Furniture Panthapath 6.Philips Panthapath 7.Multimode Achor Tower 8.SCBL Motaleb Plaza 9.SCBL Sheraton Branch 10.Sonali Bank Sheraton Branch 11.GSP Finance 12.Kornofully MD.Residance 13.ICMAB Primary Link 14.Actweel 15.Plannet Infromation Technology 16.Akij Ceramics 17.Nassa Banglamotors 18.Lexus Travels banglamors 19.Hotel Seagal Md.Residance 20.SEBL Banglamotors Branch 21.Hi-Tech Furniture ERD 22.AIBL ERD 23.Trust Bank ERD 24.EBL ATM Eastern Mollika
Note on GW151: Planners To Meherba POP Connected From Planners POP Sonartori LDP To Matsha Bhaban LDP 04Blue+04 Blue
Note on HB151: Planners To Meherba POP Connected From Planners POP Sonartori LDP To Matsha Bhaban LDP 12 Orange + 04 Blue
Note on HX151: Planners POP to Elephent Road POP via Banglamotor Foot overbridge POC via ARC Tower POC 6Blue=6Blue
Note on IP151: Planners POP to Elephent Road POP via Banglamotor Foot overbridge POC via ARC Tower POC 6Blue=6Blue
Note on JA151: Planners POP to Elephent Road POP via Banglamotor Foot overbridge POC via ARC Tower POC 6Blue=6Blue
Note on JF151: Planners POP to Elephent Road POP via Banglamotor Foot overbridge POC via ARC Tower POC 6Blue
Note on GP153: Lexus Travels Sonartory Tower,7th Floor 12 Sonargaon Bir Uttam CR Dutta Rd, Dhaka 1000, Dhaka. Connected from Planners POP 6Orange=4Blue (5495-) ID#2369
Note on GW153: Actweel Technology (BD) LTD. Installation Location: Noorjahan Tower, 4th floor, Link Road, Banglamotor, Dhaka, Ramna, Dhaka, connected from Planners POP
Note on HB153: Actweel Technology (BD) LTD. Installation Location: Noorjahan Tower, 4th floor, Link Road, Banglamotor, Dhaka, Ramna, Dhaka, connected from Planners POP 12Blue = 04 Orange
Note on IP153: Daily Desh Times 65 Mymensingh Lane (22 Biponon Plot), 5th floor, Banglamotor, Dhaka-1000 connected from Planners POP 6Orange=6Orange
Note on JA153: Daily Desh Times 65 Mymensingh Lane (22 Biponon Plot), 5th floor, Banglamotor, Dhaka-1000 connected from Planners POP 6Orange=6Orange
Note on IP155: Planners POP to Concord Tower POP via Banglamotor Foot overbridge POC via Banglamotor PP POC 6Green=6Green
Note on JA155: Planners POP to Concord Tower POP via Banglamotor Foot overbridge POC via Banglamotor PP POC 6Green=6Green
Note on IP157: Lexus Travels Sonartory Tower,7th Floor 12 Sonargaon Bir Uttam CR Dutta Rd, Dhaka 1000, Dhaka. Connected from Planners POP 6Brown=6Brown
Note on JA157: Lexus Travels Sonartory Tower,7th Floor 12 Sonargaon Bir Uttam CR Dutta Rd, Dhaka 1000, Dhaka. Connected from Planners POP 6Brown=6Brown
Note on HB159: 12Brown = 06Slate
Note on IP159: Actweel Technology (BD) LTD. Installation Location: Noorjahan Tower, 4th floor, Link Road, Banglamotor, Dhaka, Ramna, Dhaka, connected from Planners POP 6 Slate=6Slate
Note on JA159: Actweel Technology (BD) LTD. Installation Location: Noorjahan Tower, 4th floor, Link Road, Banglamotor, Dhaka, Ramna, Dhaka, connected from Planners POP 6 Slate=6Slate
Note on HH165: Plannet 4th Floor 6Slate+4Blue(2199----------------------------ID#8644-------------2059)
Note on GP171: Planners POP to Elephent Road POP via Banglamotor Foot overbridge POC via ARC Tower POC 6Blue=6Blue
Note on GP173: Planners POP to Concord Tower POP via Banglamotor Foot overbridge POC via Banglamotor PP POC 6Orange=6Orange
Note on GX174: Planners To Meherba POP Connected From Planners POP Sonartori LDP To Matsha Bhaban LDP 04 Blue
Note on HG174: Planners To Meherba POP Connected From Planners POP Sonartori LDP To Matsha Bhaban LDP 04 Blue
Note on HM174: Planners To Meherba POP Connected From Planners POP Sonartori LDP To Matsha Bhaban LDP 04 Blue
Note on HR214: Planners POP to Segunbagicha
Note on IH214: Clients 1.SEBL Banglamotors 2.Nassa 3.Hotel Seagal Md.
Note on II214: Nassa Splitter Blue+4Blue(3157---------ID#2706------3307)
Note on JB214: Hotel Seagal Md.Res 4Blue+4Blue(63--------------------3)ID#8644
Note on JH214: South East Bank Ltd. MD Res House# 6/1, Bodir School, Eskaton (7028-----------------------7089) ID#2201
Note on HR216: Lexus Travel
Note on II216: SEBL Banglamotore conncected from Planners POP SPL Orange+4Blue(8708-------------------------8575)ID#2837
Note on II218: Hotel Seagal MD.Res
Note on HR220: Actweel Technology (BD) LTD. Installation Location: Noorjahan Tower, 4th floor, Link Road, Banglamotor, Dhaka, Ramna, Dhaka, connected from Planners POP 12Trans=4Blue (3700+3873)ID#631
Note on JH222: South East Bank Ltd. MD Res House# 6/1, Bodir School, Eskaton connected from Concord noc via Banglamotor PP POC & SPRC and Neurology hospital/oppopsite dilu road 12Blue=4Blue(6639 ---------After 50 meter poc 4Blue+4Blue(6693+6696)----------------Priyanka Tailors 4/A Eskaton Road 4Blue+Blue(6744+6747)------------Bodir School Eskaton Road4Blue+4Blue(6870+6911)-ID#2201--------------- -----------Side of Md Res Building4Blue+Blue(7014+7028)------------------------7089) ID#2201
Note on IP245: Al Arafah Islami Bank Ltd. Elephant Road Branch, 91, New Elephent Road connected from Planner POP =12White
Note on IR245: Trust Bank Elephent road Branch M.R. Mansion (1st floor),19, Elephant Road,Dhaka connected from Planners POP =12Slate
Note on IT245: HI-TECH Furniture. 272/B Elephant Road (3rd Floor), Dhaka-1205.connected from Planners POP 12Brown
Note on IV245: EBL Eastern Mollika Offsite ATM Eastern Mollika Shopping City, 26/ 1-2 Elephant Road. Dhaka connected from Planner POP connected from Planner POP 12Green
Note on IX245: Elephent road wimax POP to Dhanmondi 4 POP via ARC Tower POC via Fatema orcihid Dhanmondi 5 POC =12Orange
Note on IZ245: Planners POP to Elephent Road POP via Banglamotor Foot overbridge POC via ARC Tower POC Blue=12Blue
Note on JD246: Planners POP to Elephent Road POP via Banglamotor Foot overbridge POC via ARC Tower POC 12Blue
Note on JF246: Elephent road wimax POP to Dhanmondi 4 POP via ARC Tower POC via Fatema orcihid Dhanmondi 5 POC 12Orange
Note on HT271: SCB Motalab Plaza ATM, Motalib Plaza, 8, Paribug, Sonargaon Road, Hatirpool, Dhaka connected from Planner POP 4Blue=4Blue(1270+XX----ID-1472 (45m)-----Underground TJB-2 (XX + 379) Motalab Plaza Basement TJB --ID - 6656---443) Total last mile cable=325m
Note on JC275: Planners POP to Elephent Road POP via Banglamotor Foot overbridge POC via ARC Tower POC 12Blue=12Blue
Note on JC277: Elephent road wimax POP to Dhanmondi 4 POP via ARC Tower POC via Fatema orcihid Dhanmondi 5 POC 12Orange=12Orange
Note on JC279: EBL Eastern Mollika Offsite ATM Eastern Mollika Shopping City, 26/ 1-2 Elephant Road. Dhaka connected from Planner POP connected from Planner POP 6Green=6Green
Note on JC281: HI-TECH Furniture. 272/B Elephant Road (3rd Floor), Dhaka-1205.connected from Planners POP 12 Brown = 4Orange
Note on HT283: SCB Motalab Plaza ATM, Motalib Plaza, 8, Paribug, Sonargaon Road, Hatirpool, Dhaka connected from Planner POP 2Blue=4Blue
Note on JC283: Trust Bank Elephent road Branch M.R. Mansion (1st floor),19, Elephant Road,Dhaka connected from Planners POP 12Slate=6Slate
Note on JC285: Al Arafah Islami Bank , 91, New Elephent Road connected form Planners POP 12white=4Blue (1293----ID35664------- 75 Elephent Road TJB Amir ID#5219 (1189--479) -------- Markential Bank TJB Amir (443---1213) ID#554 Front of Al arafah TJB(1093-) -- )
Note on HT294: SCB Motalab Plaza ATM, Motalib Plaza, 8, Paribug, Sonargaon Road, Hatirpool, Dhaka connected from Planner POP 2Blue=4Red
Note on HT308: SCB Motalab Plaza ATM, Motalib Plaza, 8, Paribug, Sonargaon Road, Hatirpool, Dhaka connected from Planner POP 2Blue=4Red
Note on FP316: Karnofully MD Res 5 Poribag, Bangla Motor, Dhaka. Connected from Planners POP Green(Tube-White)=Green(Tube-Brown)24core
Note on GG316: Karnofully MD Res 5 Poribag, Bangla Motor, Dhaka. Connected from Planners POP Green(Tube-White)=Green(Tube-Brown)24core
Note on GQ316: Karnofully MD Res 5 Poribag, Bangla Motor, Dhaka. Connected from Planners POP Green(Tube-White)=Green(Tube-Brown)24core
Note on GS316: Karnofully MD Res 5 Poribag, Bangla Motor, Dhaka. Connected from Planners POP 24core (White Tube) Green=6Trans
Note on HH316: Karnofully MD Res 5 Poribag, Bangla Motor, Dhaka. Connected from Planners POP Green(Tube-White)=Green(Tube-Brown)24core
Note on HJ316: Karnofully MD Res 5 Poribag, Bangla Motor, Dhaka. Connected from Planners POP 24core (White Tube) Green=6Trans
Note on II316: Karnofully MD Res 5 Poribag, Bangla Motor, Dhaka. Connected from Planners POP 12 Blue+4Orange
Note on FP318: SCB Motalab Plaza ATM, Motalib Plaza, 8, Paribug, Sonargaon Road, Hatirpool, Dhaka connected from Planner POP Blue(Tube-White)=Blue(Tube-Brown)24core
Note on GG318: SCB Motalab Plaza ATM, Motalib Plaza, 8, Paribug, Sonargaon Road, Hatirpool, Dhaka connected from Planner POP Blue(Tube-White)=Blue(Tube-Brown)24core
Note on GQ318: SCB Motalab Plaza ATM, Motalib Plaza, 8, Paribug, Sonargaon Road, Hatirpool, Dhaka connected from Planner POP Blue(Tube-White)=Blue(Tube-Brown)24core
Note on GS318: SCB Motalab Plaza ATM, Motalib Plaza, 8, Paribug, Sonargaon Road, Hatirpool, Dhaka connected from Planner POP 24core (White Tube) Blue=2Blue
Note on HH318: SCB Motalab Plaza ATM, Motalib Plaza, 8, Paribug, Sonargaon Road, Hatirpool, Dhaka connected from Planner POP Blue(Tube-White)=Blue(Tube-Brown)24core
Note on HJ318: SCB Motalab Plaza ATM, Motalib Plaza, 8, Paribug, Sonargaon Road, Hatirpool, Dhaka connected from Planner POP 24core (White Tube) Blue=2Blue
Note on IZ318: ICMA Bangladesh ICMA Bhaban, Nilkhet Dhaka-1205 connected from Planners POP 24core (White Tube)Ornage= 4Orange
Note on KO318: ICMA Bangladesh ICMA Bhaban, Nilkhet Dhaka-1205 connected from Planners POP 4Orange=4Orange
Note on KT318: ICMA Bangladesh ICMA Bhaban, Nilkhet Dhaka-1205 connected from Planners POP 4Orange=4Orange
Note on KZ318: ICMA Bangladesh ICMA Bhaban, Nilkhet Dhaka-1205 connected from Planners POP 4Orange=4Orange
Note on LE318: ICMA Bangladesh ICMA Bhaban, Nilkhet Dhaka-1205 connected from Planners POP 4Orange=4Blue
Note on FP320: ICMA Bangladesh ICMA Bhaban, Nilkhet Dhaka-1205 connected from Planners POP Orange(White-Tube)=Orange (Tube-Brown)24core
Note on GG320: ICMA Bangladesh ICMA Bhaban, Nilkhet Dhaka-1205 connected from Planners POP Orange(White-Tube)=Orange (Tube-Brown)24core
Note on GQ320: ICMA Bangladesh ICMA Bhaban, Nilkhet Dhaka-1205 connected from Planners POP Orange(White-Tube)=Orange (Tube-Brown)24core
Note on GS320: ICMA Bangladesh ICMA Bhaban, Nilkhet Dhaka-1205 connected from Planners POP 24core (White Tube)Ornage= 4Orange
Note on HH320: ICMA Bangladesh ICMA Bhaban, Nilkhet Dhaka-1205 connected from Planners POP Orange(White-Tube)=Orange (Tube-Brown)24core
Note on HJ320: ICMA Bangladesh ICMA Bhaban, Nilkhet Dhaka-1205 connected from Planners POP 24core (White Tube)Ornage= 4Orange
Note on II320: ICMA Bangladesh ICMA Bhaban, Nilkhet Dhaka-1205 connected from Planners POP 24core (White Tube)Ornage= 4Orange
Note on FP322: GSP Finince 1 Poribag, Mymonsingh Raod, Dhaka connected from Planners POP Trans(White-Tube)=Trans (Tube-Brown)24core
Note on GG322: GSP Finince 1 Poribag, Mymonsingh Raod, Dhaka connected from Planners POP Trans(White-Tube)=Trans (Tube-Brown)24core
Note on GQ322: GSP Finince 1 Poribag, Mymonsingh Raod, Dhaka connected from Planners POP Trans(White-Tube)=Trans (Tube-Brown)24core
Note on GS322: GSP Finince 1 Poribag, Mymonsingh Raod, Dhaka connected from Planners POP 24core-(White Tube)Trans =6Green
Note on HH322: GSP Finince 1 Poribag, Mymonsingh Raod, Dhaka connected from Planners POP Trans(White-Tube)=Trans (Tube-Brown)24core
Note on HJ322: GSP Finince 1 Poribag, Mymonsingh Raod, Dhaka connected from Planners POP 24core-(White Tube)Trans =12
Note on II322: GSP Finince 1 Poribag, Mymonsingh Raod, Dhaka connected from Planners POP
Note on IZ322: Sonali Bank Hotel Sheraton Branch Sheraton Hotel, Minto Road Dhaka, Dhaka connected from Planners POP 6Orange=12Brown
Note on FP324: SCB Sheraton Hotel, Annex Building, Sheraton Hotel, 1 Minto Road, Ramna, Dhaka-1000 connected from Planners POP Green (Tube-Slate)24core
Note on GG324: SCB Sheraton Hotel, Annex Building, Sheraton Hotel, 1 Minto Road, Ramna, Dhaka-1000 connected from Planners POP Green (Tube-Slate)24core
Note on GQ324: SCB Sheraton Hotel, Annex Building, Sheraton Hotel, 1 Minto Road, Ramna, Dhaka-1000 connected from Planners POP Green (Tube-Slate)24core
Note on GS324: SCB Sheraton Hotel, Annex Building, Sheraton Hotel, 1 Minto Road, Ramna, Dhaka-1000 connected from Planners POP 24core (Slate Tube) Green=6Orange
Note on HH324: SCB Sheraton Hotel, Annex Building, Sheraton Hotel, 1 Minto Road, Ramna, Dhaka-1000 connected from Planners POP Green (Tube-Slate)24core
Note on HJ324: SCB Sheraton Hotel, Annex Building, Sheraton Hotel, 1 Minto Road, Ramna, Dhaka-1000 connected from Planners POPe
Note on II324: SCB Sheraton Hotel, Annex Building, Sheraton Hotel, 1 Minto Road, Ramna, Dhaka-1000 connected from Planners POP
Note on IZ326: SCB Elephant Road ATM, 230 New Elephant Road Dhaka connected from Planners POP 6Brown=12White
Note on NF326: SCB Elephant Road ATM, 230 New Elephant Road Dhaka connected from Planners POP 12White=4Blue(1925----- Front of SCBL TJB(1796+1553)Amir -1535)
Note on FP328: NRBC Hatirpul Branch-Ocean Beauty Tower (Ground Floor-Madina Tiles), Shah Saheb Road, Holding No:15/1, Paribagh Dhaka, connected from Planners POP
Note on GG328: NRBC Hatirpul Branch-Ocean Beauty Tower (Ground Floor-Madina Tiles), Shah Saheb Road, Holding No:15/1, Paribagh Dhaka, connected from Planners POP
Note on GQ328: NRBC Hatirpul Branch-Ocean Beauty Tower (Ground Floor-Madina Tiles), Shah Saheb Road, Holding No:15/1, Paribagh Dhaka, connected from Planners POP
Note on HH328: NRBC Hatirpul Branch-Ocean Beauty Tower (Ground Floor-Madina Tiles), Shah Saheb Road, Holding No:15/1, Paribagh Dhaka, connected from Planners POP (Slate Tube)Orange+4Blue(3855---------------------------------4007)ID#1911
Note on FP330: Sonali Bank Hotel Sheraton Branch Sheraton Hotel, Minto Road Dhaka, Dhaka co
Note on GG330: Sonali Bank Hotel Sheraton Branch Sheraton Hotel, Minto Road Dhaka, Dhaka co
Note on GQ330: Sonali Bank Hotel Sheraton Branch Sheraton Hotel, Minto Road Dhaka, Dhaka co
Note on GS330: Sonali Bank Hotel Sheraton Branch Sheraton Hotel, Minto Road Dhaka, Dhaka co
Note on HH330: Sonali Bank Hotel Sheraton Branch Sheraton Hotel, Minto Road Dhaka, Dhaka co
Note on HJ330: Sonali Bank Hotel Sheraton Branch Sheraton Hotel, Minto Road Dhaka, Dhaka co
Note on II330: Sonali Bank Hotel Sheraton Branch Sheraton Hotel, Minto Road Dhaka, Dhaka cod from Planners POP
Note on IZ330: SCB Sheraton Hotel, Annex Building, Sheraton Hotel, 1 Minto Road, Ramna, Dhaka-1000 connected from Planners POP 6Slate=12Black
Note on EF343: UCC ECS Computer City, Shop # 713, Level-7 Multiplan Center, 69-71, New Elephant Road Dhaka-1205 connected from Planner POP 12Geen = 12core Green
Note on EP343: UCC ECS Computer City, Shop # 713, Level-7 Multiplan Center, 69-71, New Elephant Road Dhaka-1205 connected from Planner POP 12Geen = 12core Green
Note on EU343: UCC ECS Computer City, Shop # 713, Level-7 Multiplan Center, 69-71, New Elephant Road Dhaka-1205 connected from Planner POP 12Geen = 12core Green
Note on FA343: UCC ECS Computer City, Shop # 713, Level-7 Multiplan Center, 69-71, New Elephant Road Dhaka-1205 connected from Planner POP 12Geen = 12core Green
Note on EF347: DBBL - C.R. Dutta, Road, Banglamotor(F0713),91 Bir Uttam C.R. Dutta, Road, Banglamotor, Ramna, Dhaka connected from Planner POP 12Slate + 04 Blue (248------------------ID-8024---------202)Zahid
Note on EF351: Akij Group - Akij Ceramics Limited dislpay center: Mojaffar Tower 55 Bir Uttam CR Datta Road (41 poribug, Sonargaon Road), Dhaka – 1000. connected from Planner POP 12Red=12Black
Note on EY351: Islamic TV (34/1(3rd Floor), Paribag, Sonargaon Road connected from Planner POP 12Red=4Blue(3160-3319)
Note on II352: Karnofully MD Res 5 Poribag, Bangla Motor, Dhaka. Connected from Planners POP OLT Spliter Blue+4Orange
Note on EP353: Akij Group - Akij Ceramics Limited dislpay center: Mojaffar Tower 55 Bir Uttam CR Datta Road (41 poribug, Sonargaon Road), Dhaka – 1000. connected from Planner POP 4 Orange= 12 Black
Note on EU353: Akij Group - Akij Ceramics Limited dislpay center: Mojaffar Tower 55 Bir Uttam CR Datta Road (41 poribug, Sonargaon Road), Dhaka – 1000. connected from Planner POP 4 Orange= 12 Black
Note on FA353: Akij Group - Akij Ceramics Limited dislpay center: Mojaffar Tower 55 Bir Uttam CR Datta Road (41 poribug, Sonargaon Road), Dhaka – 1000. connected from Planner POP 12 Black = 06Blue(1514-------ID-6031---1635)Jewel
Note on II354: Kabir Toy Garden Ltd - Nahar Plaza,Level-14,Bir Uttam C.R Datta Road,Hatirpool,Dhaka ERM - 10543 Connected from Planners POP OLT Spliter Orange+04Green
Note on II356: GSP Finince 1 Poribag, Mymonsingh Raod, Dhaka connected from Planners POP OLT Spliter Green+04Blue
Note on II360: SCB Sheraton Hotel, Annex Building, Sheraton Hotel, 1 Minto Road, Ramna, Dhaka-1000 connected from Planners POP OLT Spliter Blue + 12 Brown
Note on II362: ICMA Bangladesh ICMA Bhaban, Nilkhet Dhaka-1205 connected from Planners POP OLT Spliter Orange + 4Orange
Note on II366: Sonali Bank Hotel Sheraton Branch Sheraton Hotel, Minto Road Dhaka, Dhaka cod from Planners POP OLT Spliter Brown+12Orange
Note on HA382: GSP Finince 1 Poribag, Mymonsingh Raod, Dhaka connected from Planners POP 4Blue =04Blue (2482------------------2400) ID#2204
Note on HI382: GSP Finince 1 Poribag, Mymonsingh Raod, Dhaka connected from Planners POP 04Blue=4Blue
Note on HN382: GSP Finince 1 Poribag, Mymonsingh Raod, Dhaka connected from Planners POP 04Blue=4Blue
Note on HT382: GSP Finince 1 Poribag, Mymonsingh Raod, Dhaka connected from Planners POP 04Blue=4Blue
Note on IA382: GSP Finince 1 Poribag, Mymonsingh Raod, Dhaka connected from Planners POP 04Blue=4Blue
Note on IF382: GSP Finince 1 Poribag, Mymonsingh Raod, Dhaka connected from Planners POP 04Blue=4Blue
Note on PC382: CTG STM 1st Link Via Moghbazar to Summit 24core (White Tube) Green
Note on PO382: CTG STM 1st Link Via Moghbazar to Summit 24core (White Tube) Green
Note on QC382: CTG STM 1st Link Via Moghbazar to Summit 24core (White Tube) Green
Note on HI384: Karnofully MD Res 5 Poribag, Bangla Motor, Dhaka. Connected from Planners POP 4Orange+4Blue ---
Note on HN384: Karnofully MD Res 5 Poribag, Bangla Motor, Dhaka. Connected from Planners POP 04Orange = 4Orange
Note on HT384: Karnofully MD Res 5 Poribag, Bangla Motor, Dhaka. Connected from Planners POP 04Orange = 4Orange
Note on IA384: Karnofully MD Res 5 Poribag, Bangla Motor, Dhaka. Connected from Planners POP 04Orange = 4Orange
Note on IF384: Karnofully MD Res 5 Poribag, Bangla Motor, Dhaka. Connected from Planners POP 04Orange = 4Orange
Note on IZ384: Sonali Bank Hotel Sheraton Branch Sheraton Hotel, Minto Road Dhaka, Dhaka connected from Planners POP12 orange+12Orange
Note on JE384: Sonali Bank Hotel Sheraton Branch Sheraton Hotel, Minto Road Dhaka, Dhaka connected from Planners POP12 orange+12Orange
Note on JJ384: Sonali Bank Hotel Sheraton Branch Sheraton Hotel, Minto Road Dhaka, Dhaka connected from Planners POP12 orange+12Orange
Note on JO384: Sonali Bank Hotel Sheraton Branch Sheraton Hotel, Minto Road Dhaka, Dhaka connected from Planners POP 12Orange=6Orange
Note on PC384: Concord POP to One Asia IIG Sumit ODF 24core (White Tube) Blue
Note on PO384: Concord POP to One Asia IIG Sumit ODF 24core (White Tube) Blue
Note on QC384: Concord POP to One Asia IIG Sumit ODF 24core (White Tube) Blue
Note on HT386: Kabir Toy Garden Ltd - Nahar Plaza,Level-14,Bir Uttam C.R Datta Road,Hatirpool,Dhaka ERM - 10543 Connected from Planners POP OLT 04Green + 04Blue (1632----ID-059-------Behind Motaleb Plaza TJB (1738+1629)-----------ID-059----1431)Zahid
Note on IA386: Kabir Toy Garden Ltd - Nahar Plaza,Level-14,Bir Uttam C.R Datta Road,Hatirpool,Dhaka ERM - 10543 Connected from Planners POP OLT 04Green + 04Green
Note on IF386: Kabir Toy Garden Ltd - Nahar Plaza,Level-14,Bir Uttam C.R Datta Road,Hatirpool,Dhaka ERM - 10543 Connected from Planners POP OLT 04Green + 04Green
Note on PC386: Concord POP to Borak Tower Sumit ODF 24core (White Tube) Orange
Note on PO386: Concord POP to Borak Tower Sumit ODF 24core (White Tube) Orange
Note on QC386: Concord POP to Borak Tower Sumit ODF 24core (White Tube) Orange
Note on IZ388: SCB Sheraton Hotel, Annex Building, Sheraton Hotel, 1 Minto Road, Ramna, Dhaka-1000 connected from Planners POP12Brown+12Brown
Note on JE388: SCB Sheraton Hotel, Annex Building, Sheraton Hotel, 1 Minto Road, Ramna, Dhaka-1000 connected from Planners POP12Brown+12Brown
Note on JJ388: SCB Sheraton Hotel, Annex Building, Sheraton Hotel, 1 Minto Road, Ramna, Dhaka-1000 connected from Planners POP12Brown+12Brown
Note on JO388: SCB Sheraton Hotel, Annex Building, Sheraton Hotel, 1 Minto Road, Ramna, Dhaka-1000 connected from Planners POP 12Brown=6Green
Note on PC388: CTG STM 2nd Link Via Bangla Motors to Planners 24core (White Tube) Trans
Note on PO388: CTG STM 2nd Link Via Bangla Motors to Planners 24core (White Tube) Trans
Note on QC388: CTG STM 2nd Link Via Bangla Motors to Planners 24core (White Tube) Trans
Note on PC392: Impress Limited, 468, DIT Road, Malibagh connected from Concord Tower POP via Banglamotor PP POC via Macsim Electronics POC 24 core (Blue Tube) Blue
Note on PO392: Impress Limited, 468, DIT Road, Malibagh connected from Concord Tower POP via Banglamotor PP POC via Macsim Electronics POC 24 core (Blue Tube) Blue
Note on QC392: Impress Limited, 468, DIT Road, Malibagh connected from Concord Tower POP via Banglamotor PP POC via Macsim Electronics POC 24 core (Blue Tube) Blue
Note on PC394: Concord POP to Segunbagicha POP via Banglamotor PP POC via Segunbagicha POC 24core (Blue Tube)Orange
Note on PO394: Concord POP to Segunbagicha POP via Banglamotor PP POC via Segunbagicha POC 24core (Blue Tube)Orange
Note on QC394: Concord POP to Segunbagicha POP via Banglamotor PP POC via Segunbagicha POC 24core (Blue Tube)Orange
Note on PC396: IBBL Moghbazar Branch, Waqf Bhaban,2nd floor,4 new Eskaton Road,Moghbazar,Dhaka-1000 connected from Concord Tower POP via Banglamotor PP POC via Mogbazar in fornt of 3star hotel (Duct EP) 24core (Blue Tube) Trans
Note on PO396: IBBL Moghbazar Branch, Waqf Bhaban,2nd floor,4 new Eskaton Road,Moghbazar,Dhaka-1000 connected from Concord Tower POP via Banglamotor PP POC via Mogbazar in fornt of 3star hotel (Duct EP) 24core (Blue Tube) Trans
Note on QC396: IBBL Moghbazar Branch, Waqf Bhaban,2nd floor,4 new Eskaton Road,Moghbazar,Dhaka-1000 connected from Concord Tower POP via Banglamotor PP POC via Mogbazar in fornt of 3star hotel (Duct EP) 24core (Blue Tube) Trans
Note on QF396: IBBL ,Wakfo Bhabon connected from Concord noc via Banglamotor PP POC & Mogbazar in fornt of 3star hotel (Duct EP) 12Blue
Note on FR399: Karnofully MD Res 5 Poribag, Bangla Motor, Dhaka. Connected from Planners POP 4Blue+4Blue(329-----298) ID#2613
Note on GC399: Karnofully MD Res 5 Poribag, Bangla Motor, Dhaka. Connected from Planners POP 4Blue+4Blu
Note on PC400: South East Bank Ltd. MD Res House# 6/1, Bodir School, Eskaton connected from Concord POP via Banglamotor PP POC via 24core (Orange Tube) Blue
Note on PO400: South East Bank Ltd. MD Res House# 6/1, Bodir School, Eskaton connected from Concord POP via Banglamotor PP POC via 24core (Orange Tube) Blue
Note on QC400: South East Bank Ltd. MD Res House# 6/1, Bodir School, Eskaton connected from Concord POP via Banglamotor PP POC via 24core (Orange Tube) Blue
Note on QJ400: South East Bank Ltd. MD Res House# 6/1, Bodir School, Eskaton connected from Concord noc via Banglamotor PP POC & SPRC and Neurology hospital/oppopsite dilu road 12Blue
Note on PC404: IFRC - [British Red Cross]-Mogbazar 684-686, Bara Moghbazar, Dhaka-1217 connected from Concord Tower POP vai Banglamotor PP POC via Taltaola POC 24core (Orang Tube)Trnas
Note on PO404: IFRC - [British Red Cross]-Mogbazar 684-686, Bara Moghbazar, Dhaka-1217 connected from Concord Tower POP vai Banglamotor PP POC via Taltaola POC 24core (Orang Tube)Trnas
Note on QC404: IFRC - [British Red Cross]-Mogbazar 684-686, Bara Moghbazar, Dhaka-1217 connected from Concord Tower POP vai Banglamotor PP POC via Taltaola POC 24core (Orang Tube)Trnas
Note on JR405: SCB Sheraton Hotel, Annex Building, Sheraton Hotel, 1 Minto Road, Ramna, Dhaka-1000 connected from Planners POP 6Green
Note on JT405: Sonali Bank Hotel Sheraton Branch Sheraton Hotel, Minto Road Dhaka, Dhaka connected from Planners POP 6Orange
Note on PC406: Concord to Banglalilnk Gulshan via Banglamotor PP POC via Catalina island/opposite OTOBI POC 24core(Tube-Green)Green
Note on PO406: Concord to Banglalilnk Gulshan via Banglamotor PP POC via Catalina island/opposite OTOBI POC 24core(Tube-Green)Green
Note on QC406: Concord to Banglalilnk Gulshan via Banglamotor PP POC via Catalina island/opposite OTOBI POC 24core(Tube-Green)Green
Note on PO408: SCBL Gulfesha ATM,Moghbazar connected from Concord noc 24core(tube-Green)Blue
Note on PC410: Concord Tower POP to Planners Tower POP via Banglamotor PP POC via Banglamotor Footoverbridge POC 24core(Tube-Green)Orange
Note on PO410: Concord Tower POP to Planners Tower POP via Banglamotor PP POC via Banglamotor Footoverbridge POC 24core(Tube-Green)Orange
Note on QC410: Concord Tower POP to Planners Tower POP via Banglamotor PP POC via Banglamotor Footoverbridge POC 24core(Tube-Green)Orange
Note on PC412: Concord Toewr POP to Hamim POP Banglamotor PP POC via Nabisco POC 24core(Tube-Green)Trans
Note on PO412: Concord Toewr POP to Hamim POP Banglamotor PP POC via Nabisco POC 24core(Tube-Green)Trans
Note on QC412: Concord Toewr POP to Hamim POP Banglamotor PP POC via Nabisco POC 24core(Tube-Green)Trans
Note on JR414: SCB Sheraton Hotel, Annex Building, Sheraton Hotel, 1 Minto Road, Ramna, Dhaka-1000 connected from Planners POP 6Green
Note on JT414: Sonali Bank Hotel Sheraton Branch Sheraton Hotel, Minto Road Dhaka, Dhaka connected from Planners POP 6Orange
Note on PC418: Opus Technology Limited Mejbauddin Plaza (5th floor) 91 New Circular Road, Ramna connected Concord Tower POP via Bangla Motor Petrol Pump POC via Desh TV POC 24core (Brown Tube)Orange
Note on PO418: Opus Technology Limited Mejbauddin Plaza (5th floor) 91 New Circular Road, Ramna connected Concord Tower POP via Bangla Motor Petrol Pump POC via Desh TV POC 24core (Brown Tube)Orange
Note on QC418: Opus Technology Limited Mejbauddin Plaza (5th floor) 91 New Circular Road, Ramna connected Concord Tower POP via Bangla Motor Petrol Pump POC via Desh TV POC 24core (Brown Tube)Orange
Note on PC420: SCB Kakrail Branch, Karnaphuli Garden City, 109 Kakrail Road, Dhaka connected from Concord Tower POP via Banglamotor PP POC via Desh TV POC 24core(Tube-Brown)Trans
Note on PO420: SCB Kakrail Branch, Karnaphuli Garden City, 109 Kakrail Road, Dhaka connected from Concord Tower POP via Banglamotor PP POC via Desh TV POC 24core(Tube-Brown)Trans
Note on QC420: SCB Kakrail Branch, Karnaphuli Garden City, 109 Kakrail Road, Dhaka connected from Concord Tower POP via Banglamotor PP POC via Desh TV POC 24core(Tube-Brown)Trans
Note on PC422: Concord Tower POP to Mouchak Wimax POP via Banglamotor PP POC via Desh TV POC 24core(Tube-Slate)Green
Note on PO422: Concord Tower POP to Mouchak Wimax POP via Banglamotor PP POC via Desh TV POC 24core(Tube-Slate)Green
Note on QC422: Concord Tower POP to Mouchak Wimax POP via Banglamotor PP POC via Desh TV POC 24core(Tube-Slate)Green
Note on PC424: SEBL Mouchak Branch. Karnaphuli Point (1st Floor), 70 New Circular Road, Malibagh, Dhaka connected from Concord Tower POP via Banglamotor PP POC via Desh TV POC 24core(Tube-Slate)Blue
Note on PO424: SEBL Mouchak Branch. Karnaphuli Point (1st Floor), 70 New Circular Road, Malibagh, Dhaka connected from Concord Tower POP via Banglamotor PP POC via Desh TV POC 24core(Tube-Slate)Blue
Note on QC424: SEBL Mouchak Branch. Karnaphuli Point (1st Floor), 70 New Circular Road, Malibagh, Dhaka connected from Concord Tower POP via Banglamotor PP POC via Desh TV POC 24core(Tube-Slate)Blue
Note on JR425: SCB Sheraton Hotel, Annex Building, Sheraton Hotel, 1 Minto Road, Ramna, Dhaka-1000 connected from Planners POP 6Green=6Blue(1220--------ID6368)
Note on JT425: Sonali Bank Hotel Sheraton Branch Sheraton Hotel, Minto Road Dhaka, Dhaka connected from Planners POP 6 Orange=4Blue(1895-2000)Ratan
Note on JV425: 6Blue+12 Blue
Note on PC426: AIBL-Mouchak Branch 76, AM Plaza , DIT Circular Road Malibag, DHAKA .connected from Concord Tower POP via Banglamotor PP POC via Abu Gifari college-EP 24core (Slate Tube) Orange
Note on PO426: AIBL-Mouchak Branch 76, AM Plaza , DIT Circular Road Malibag, DHAKA .connected from Concord Tower POP via Banglamotor PP POC via Abu Gifari college-EP 24core (Slate Tube) Orange
Note on QC426: AIBL-Mouchak Branch 76, AM Plaza , DIT Circular Road Malibag, DHAKA .connected from Concord Tower POP via Banglamotor PP POC via Abu Gifari college-EP 24core (Slate Tube) Orange
Note on PC428: Padma Diagnostic Center Ltd. Address : 245/2, Malibagh, New Circular Road, Dhaka connected from Concord Tower POP via Banglamotor PP POC via Abu Gifari college-EP 24 core (Slate Tube) Trans
Note on PO428: Padma Diagnostic Center Ltd. Address : 245/2, Malibagh, New Circular Road, Dhaka connected from Concord Tower POP via Banglamotor PP POC via Abu Gifari college-EP 24 core (Slate Tube) Trans
Note on QC428: Padma Diagnostic Center Ltd. Address : 245/2, Malibagh, New Circular Road, Dhaka connected from Concord Tower POP via Banglamotor PP POC via Abu Gifari college-EP 24 core (Slate Tube) Trans
Note on MY433: Planners POP to Elephent Road POP via Banglamotor Foot overbridge POC via ARC Tower POC 6Blue
Note on NS433: Planners POP to Elephent Road POP via Banglamotor Foot overbridge POC via ARC Tower POC 6Blue
Note on OF433: Planners POP to Elephent Road POP via Banglamotor Foot overbridge POC via ARC Tower POC 6Blue=12Blue
Note on OL433: Planners POP to Elephent Road POP via Banglamotor Foot overbridge POC via ARC Tower POC 12Blue=12Blue
Note on MY435: Daily Desh Times 65 Mymensingh Lane (22 Biponon Plot), 5th floor, Banglamotor, Dhaka-1000 connected from Planners POP 6Orange
Note on NM435: Daily Desh Times 65 Mymensingh Lane (22 Biponon Plot), 5th floor, Banglamotor, Dhaka-1000 connected from Planners POP 6Orange=4Blue (960+1060) ID#2927 Raton
Note on OF435: Planners POP to Concord Tower POP via Banglamotor Foot overbridge POC via Banglamotor PP POC 6Orange=12Orange
Note on OL435: Planners POP to Concord Tower POP via Banglamotor Foot overbridge POC via Banglamotor PP POC 12Orange=12Orange
Note on MY437: Planners POP to Concord Tower POP via Banglamotor Foot overbridge POC via Banglamotor PP POC 6Green
Note on NS437: Planners POP to Concord Tower POP via Banglamotor Foot overbridge POC via Banglamotor PP POC 6Green
Note on MY439: Lexus Travels Sonartory Tower,7th Floor 12 Sonargaon Bir Uttam CR Dutta Rd, Dhaka 1000, Dhaka. Connected from Planners POP 6Brown
Note on NS439: Lexus Travels Sonartory Tower,7th Floor 12 Sonargaon Bir Uttam CR Dutta Rd, Dhaka 1000, Dhaka. Connected from Planners POP 6Brown=4Blue (5495-) ID#2369
Note on QF441: IBBL ,Wakfo Bhabon connected from Concord noc via Banglamotor PP POC & Mogbazar in fornt of 3star hotel (Duct EP) 12Blue=4Blue(142- Muktijoddha songsod tjb(004+2553)sumon ---2460)
Note on KR462: EBL Eastern Mollika Offsite ATM Eastern Mollika Shopping City, 26/ 1-2 Elephant Road. Dhaka connected from Planner POP
Note on KR464: HI-TECH Furniture. 272/B Elephant Road (3rd Floor), Dhaka-1205.connected from Planners POP
Note on KR466: Trust Bank Elephent road Branch M.R. Mansion (1st floor),19, Elephant Road,Dhaka connected from Planners POP
Note on KR468: Al Arafah Islami Bank Ltd. Elephant Road Branch, 91, New Elephent Road connected from Planner POP
Note on KR470: IBBL New Market ATM
Note on KR472: Islami Bank Bangladesh Ltd - Elephant Road Branch (Secondary); Chowrangi Bhaban, 124/A, Elephant Road, Shahbag, Dhaka ERM - 10433 connected from Planner POP OLT Spliter Blue + 04 Blue
Note on LK497: EBL Eastern Mollika Offsite ATM Eastern Mollika Shopping City, 26/ 1-2 Elephant Road. Dhaka connected from Planner POP 12Blue=6Blue
Note on LK499: HI-TECH Furniture. 272/B Elephant Road (3rd Floor), Dhaka-1205.connected from Planners POP 12White=6Orange
Note on KJ501: This core goes to Elephant Road Agrani Bank POC TJB for Splitter 12Green=Trans Splitter
Note on LK501: Trust Bank Elephent road Branch M.R. Mansion (1st floor),19, Elephant Road,Dhaka connected from Planners POP 12Green=6Green
Note on LK505: Al Arafah Islami Bank Ltd. Elephant Road Branch, 91, New Elephent Road connected from Planner POP 12Slate=6Slate
Note on MT506: Elephent road wimax POP to Dhanmondi 4 POP connected via ARC Tower POC via Dhanmondi 5 Fatema orcihid POC 4Blue=6blue
Note on MT508: SCB Dhanmondi 8 Branch Connected from Dhanmondi 4 POP 6Orange=6Orange
Note on MT510: DHAKA BANK LIMITED MOMTAZ PLAZA FLOOR 1 HOUSE # 7, ROAD # 4, Dhanmondi, Dhaka connected form Dhanmondi 4 POP 6Green=6Green
Note on LT531: PHOTO LOUNGE 19,Elefent Road, 4th Floor Dhaka, Newmarket, Dhaka, connected from Planners POP
Note on LV531: Al Arafah Islami Bank Ltd. Elephant Road Branch, 91, New Elephent Road connected from Planner POP 6Brown
Note on LX531: Trust Bank Elephent road Branch M.R. Mansion (1st floor),19, Elephant Road,Dhaka connected from Planners POP 6Green
Note on LZ531: HI-TECH Furniture. 272/B Elephant Road (3rd Floor), Dhaka-1205.connected from Planners POP 6Orange
Note on MB531: EBL Eastern Mollika Offsite ATM Eastern Mollika Shopping City, 26/ 1-2 Elephant Road. Dhaka connected from Planner POP connected from Planner POP 6Blue
Note on MD531: Elephent road wimax POP to Dhanmondi 4 POP connected via ARC Tower POC via Dhanmondi 5 Fatema orcihid POC=4Blue
Note on MF531: Planners POP to Elephent Road POP via Banglamotor Foot overbridge POC via ARC Tower POC 12Blue=12Blue
Note on MH531: Planners POP to Concord Tower POP via Banglamotor Foot overbridge POC via Banglamotor PP POC 12Orange=12Orange
Note on LT552: PHOTO LOUNGE 19,Elefent Road, 4th Floor Dhaka, Newmarket, Dhaka, connected from Planners POP
Note on LV552: Al Arafah Islami Bank Ltd. Elephant Road Branch, 91, New Elephent Road connected from Planner POP =12White
Note on LX552: Trust Bank Elephent road Branch M.R. Mansion (1st floor),19, Elephant Road,Dhaka connected from Planners POP =12Slate
Note on LZ552: HI-TECH Furniture. 272/B Elephant Road (3rd Floor), Dhaka-1205.connected from Planners POP 12Brown
Note on MB552: EBL Eastern Mollika Offsite ATM Eastern Mollika Shopping City, 26/ 1-2 Elephant Road. Dhaka connected from Planner POP connected from Planner POP 12Green
Note on MD552: Elephent road wimax POP to Dhanmondi 4 POP connected via ARC Tower POC via Dhanmondi 5 Fatema orcihid POC =12Orange
Note on MF552: Planners POP connected with Elephent road POP via Banglamotor F.O POC =12Blue

## pla_sonartori
OK
|  |  | Planner Tower POP |  |  |  | Inside of Planners POP |  |  |  | Boundary of Planner Tower |  |  |  | Jononi Steel Agency |  |  |  | Mosjid-e- Noor | [6 empty] | Ciramic Oshan Bangala Motor
| Switch No & Port | FMC Infromation | [14 empty] | 165M |  | TJB |  |  |  | 46M
[5 empty] | ID#1074 | 258 |  | 1310 | ID#1807 | xxx |  | 1545 | ID#1807 | 1474 | Raton | 782 |  | xx | Raton |  | 10688 |  | ID#691 |  | 10643 | Monir
| Hu Port #28 | SFP Port # 28 | Blue | Planners POP to Elephent road POP | Nasir Bhai |  | Blue |  |  |  | Blue |  |  |  | Blue |  |  |  | Blue | Blue | [5 empty] | Blue | Blue | 416
| Cisco Port # 4 | 1310 | Orange | Daily Desh Times |  |  | Orange |  |  |  | Orange |  |  |  | Orange |  |  |  | Orange | Orange | [5 empty] | Orange | Orange | 416
| LIU#1 Port # 12 | SFP | Green | Planners POP to Concord NOC | Nasir Bhai |  | Green |  |  |  | Green |  |  |  | Green |  |  |  | Green | Green | [5 empty] | Green
| Zyx Port # 21 | FMC-2 Port # 16 | Brown | Lexus Travels Sonartory Tower |  |  | Brown |  |  |  | Brown |  |  |  | Brown |  | Pls check the client reading |  | Brown | Brown | [5 empty] | Brown
1550 | Cisco Port # 14 | FMC-1 Port # 10 | Slate | Actweel Technology (BD) LTD. |  |  | Slate |  |  |  | Slate |  |  |  | Slate |  |  |  | Slate | Slate | [5 empty] | Slate | Slate | 416
| x | x | Trans |  |  |  | Trans |  |  |  | Trans | Broken |  |  | Trans |  |  |  | Trans | Trans | [5 empty] | Trans
[29 empty] | ID#691 |  | ID#691 |  | ID#691
[29 empty] | Slate |  | Orange |  | Blue
369
Opp Nur-Jahan Tower Raton
7592
[29 empty] | ID-7272 |  | ID-7272 |  | ID-7272
7646
Banglmotor Foot overbridge POC TJB
7677
Cable goes to Banglamotor PP POC pls see CCT to Motijhel Backbone
NTTN
[22 empty] | ARC Tower POC | [12 empty] | Elephent Road Wimax POP
[22 empty] | 537 |  | 537 | 537 |  | 537 |  | 537 |  | 537 |  |  |  | 650 |  | 650
[35 empty] | ID-5445 |  | ID-5445
[31 empty] | ID#5228 |  |  | ARC Tower / Anondo sweets
TJB
[33 empty] | 525 | Sumon |  |  |  | 2133 | ID#1263
[34 empty] | Blue | 421
[34 empty] | Orange | 421
Green
[34 empty] | Brown | Orange | 5812
Slate
[33 empty] | AIBL | White | Blue | 5812
ID#306
Note on F8: Planners POP to Elephent Road POP via Banglamotor Foot overbridge POC via ARC Tower POC 6Blue
Note on J8: Planners POP to Elephent Road POP via Banglamotor Foot overbridge POC via ARC Tower POC 6Blue=6Blue
Note on N8: Planners POP to Elephent Road POP via Banglamotor Foot overbridge POC via ARC Tower POC 6Blue=6Blue
Note on U8: Planners POP to Elephent Road POP via Banglamotor Foot overbridge POC via ARC Tower POC 6Blue=6Blue
Note on AA8: Planners POP to Elephent Road POP via Banglamotor Foot overbridge POC via ARC Tower POC 6Blue=6Blue
Note on AG8: Planners POP to Elephent Road POP via Banglamotor Foot overbridge POC via ARC Tower POC 6Blue=6Blue
Note on AO8: Planners POP to Elephent Road POP via Banglamotor Foot overbridge POC via ARC Tower POC 6Blue=6Blue
Note on F10: Daily Desh Times 65 Mymensingh Lane (22 Biponon Plot), 5th floor, Banglamotor, Dhaka-1000 connected from Planners POP 6Orange
Note on J10: Daily Desh Times 65 Mymensingh Lane (22 Biponon Plot), 5th floor, Banglamotor, Dhaka-1000 connected from Planners POP 6Orange=6Orange
Note on N10: Daily Desh Times 65 Mymensingh Lane (22 Biponon Plot), 5th floor, Banglamotor, Dhaka-1000 connected from Planners POP 6Orange=6Orange
Note on U10: Daily Desh Times 65 Mymensingh Lane (22 Biponon Plot), 5th floor, Banglamotor, Dhaka-1000 connected from Planners POP 6Orange=4Blue (960+1060) ID#2927 Raton
Note on AG10: Planners POP to Concord Tower POP via Banglamotor Foot overbridge POC via Banglamotor PP POC 6Green=6Orange
Note on AO10: Planners POP to Concord Tower POP via Banglamotor Foot overbridge POC via Banglamotor PP POC 6Orange=6Orange
Note on F12: Planners POP to Concord Tower POP via Banglamotor Foot overbridge POC via Banglamotor PP POC 6Green
Note on J12: Planners POP to Concord Tower POP via Banglamotor Foot overbridge POC via Banglamotor PP POC 6Green=6Green
Note on N12: Planners POP to Concord Tower POP via Banglamotor Foot overbridge POC via Banglamotor PP POC 6Green=6Green
Note on U12: Planners POP to Concord Tower POP via Banglamotor Foot overbridge POC via Banglamotor PP POC 6Green=6Green
Note on AA12: Planners POP to Concord Tower POP via Banglamotor Foot overbridge POC via Banglamotor PP POC 6Green=6Orange
Note on F14: Lexus Travels Sonartory Tower,7th Floor 12 Sonargaon Bir Uttam CR Dutta Rd, Dhaka 1000, Dhaka. Connected from Planners POP 6Brown
Note on J14: Lexus Travels Sonartory Tower,7th Floor 12 Sonargaon Bir Uttam CR Dutta Rd, Dhaka 1000, Dhaka. Connected from Planners POP 6Brown=6Brown
Note on N14: Lexus Travels Sonartory Tower,7th Floor 12 Sonargaon Bir Uttam CR Dutta Rd, Dhaka 1000, Dhaka. Connected from Planners POP 6Brown=6Brown
Note on U14: Lexus Travels Sonartory Tower,7th Floor 12 Sonargaon Bir Uttam CR Dutta Rd, Dhaka 1000, Dhaka. Connected from Planners POP 6Brown=6Brown
Note on AA14: Lexus Travels Sonartory Tower,7th Floor 12 Sonargaon Bir Uttam CR Dutta Rd, Dhaka 1000, Dhaka. Connected from Planners POP 6Brown=4Blue (5495-) ID#2369
Note on F16: Actweel Technology (BD) LTD. Installation Location: Noorjahan Tower, 4th floor, Link Road, Banglamotor, Dhaka, Ramna, Dhaka, connected from Planners POP 6 Slate
Note on J16: Actweel Technology (BD) LTD. Installation Location: Noorjahan Tower, 4th floor, Link Road, Banglamotor, Dhaka, Ramna, Dhaka, connected from Planners POP 6 Slate=6Slate
Note on N16: Actweel Technology (BD) LTD. Installation Location: Noorjahan Tower, 4th floor, Link Road, Banglamotor, Dhaka, Ramna, Dhaka, connected from Planners POP 6 Slate=6Slate
Note on U16: Actweel Technology (BD) LTD. Installation Location: Noorjahan Tower, 4th floor, Link Road, Banglamotor, Dhaka, Ramna, Dhaka, connected from Planners POP 6 Slate=6Slate
Note on AA16: Actweel Technology (BD) LTD. Installation Location: Noorjahan Tower, 4th floor, Link Road, Banglamotor, Dhaka, Ramna, Dhaka, connected from Planners POP 6 Slate=6Slate
Note on AG16: Actweel Technology (BD) LTD. Installation Location: Noorjahan Tower, 4th floor, Link Road, Banglamotor, Dhaka, Ramna, Dhaka, connected from Planners POP 6 Slate=6Slate
Note on AO16: Actweel Technology (BD) LTD. Installation Location: Noorjahan Tower, 4th floor, Link Road, Banglamotor, Dhaka, Ramna, Dhaka, connected from Planners POP 6 Slate=6Slate
Note on AR28: Actweel Technology (BD) LTD. Installation Location: Noorjahan Tower, 4th floor, Link Road, Banglamotor, Dhaka, Ramna, Dhaka, connected from Planners POP 6Slate=12Green
Note on AT28: Planners POP to Concord Tower POP via Banglamotor Foot overbridge POC via Banglamotor PP POC 6Orange=12Orange
Note on AV28: Planners POP to Elephent Road POP via Banglamotor Foot overbridge POC via ARC Tower POC 6Blue=12Blue
Note on AR43: Actweel Technology (BD) LTD. Installation Location: Noorjahan Tower, 4th floor, Link Road, Banglamotor, Dhaka, Ramna, Dhaka, connected from Planners POP 6 Slate=4Blue (3700+3873)ID#631
Note on AT43: Planners POP to Concord Tower POP via Banglamotor Foot overbridge POC via Banglamotor PP POC 6Orange=12Orange
Note on AV43: Planners POP to Elephent Road POP via Banglamotor Foot overbridge POC via ARC Tower POC 6Blue=12Blue
Note on AJ74: Al Arafah Islami Bank Ltd. Elephant Road Branch, 91, New Elephent Road connected from Planner POP =12White
Note on AL74: Trust Bank Elephent road Branch M.R. Mansion (1st floor),19, Elephant Road,Dhaka connected from Planners POP =12Slate
Note on AN74: HI-TECH Furniture. 272/B Elephant Road (3rd Floor), Dhaka-1205.connected from Planners POP 12Brown
Note on AP74: EBL Eastern Mollika Offsite ATM Eastern Mollika Shopping City, 26/ 1-2 Elephant Road. Dhaka connected from Planner POP connected from Planner POP 12Green
Note on AR74: Elephent road wimax POP to Dhanmondi 4 POP via ARC Tower POC via Fatema orcihid Dhanmondi 5 POC =12Orange
Note on AT74: Planners POP to Elephent Road POP via Banglamotor Foot overbridge POC via ARC Tower POC Blue=12Blue
Note on AX75: Planners POP to Elephent Road POP via Banglamotor Foot overbridge POC via ARC Tower POC 12Blue
Note on AZ75: Elephent road wimax POP to Dhanmondi 4 POP via ARC Tower POC via Fatema orcihid Dhanmondi 5 POC 12Orange
Note on AW104: Planners POP to Elephent Road POP via Banglamotor Foot overbridge POC via ARC Tower POC 12Blue=12Blue
Note on AW106: Elephent road wimax POP to Dhanmondi 4 POP via ARC Tower POC via Fatema orcihid Dhanmondi 5 POC 12Orange=12Orange
Note on AW108: EBL Eastern Mollika Offsite ATM Eastern Mollika Shopping City, 26/ 1-2 Elephant Road. Dhaka connected from Planner POP connected from Planner POP 6Green=6Green
Note on AW110: HI-TECH Furniture. 272/B Elephant Road (3rd Floor), Dhaka-1205.connected from Planners POP 12 Brown = 4Orange
Note on AW112: Trust Bank Elephent road Branch M.R. Mansion (1st floor),19, Elephant Road,Dhaka connected from Planners POP 12Slate=6Slate
Note on AW114: Al Arafah Islami Bank , 91, New Elephent Road connected form Planners POP 12white=4Blue (1293----ID35664------- 75 Elephent Road TJB Amir ID#5219 (1189--479) -------- Markential Bank TJB Amir (443---1213) ID#554 Front of Al arafah TJB(1093-) -- )

## Panthopath POP
0
[53 empty] | Square Hospital 11/D, Panthapath LDP-L158 |  |  |  |  | Square Hospital 11/D, Panthapath LDP-L158 |  | Banglamotor Concord Tower LDP
[52 empty] | 2183 |  | 2180 |  |  | 2179
[51 empty] | ID#734 |  |  | ID#734
2187
Front of sapta dinga LDP
2211
[35 empty] | Side Of Hoque Chember |  |  |  | Green World Furniture CNS Tower 43/R/5-A West Panthapath |  |  |  | Shaptodinga H - 20/3, Biruttam Nuruzzaman Road TJB Sumon
[34 empty] | 209 | TJ-2 | 32 | ID - 735 | 151 |  | 141 | ID - 735 | 305 |  | 2228 | ID - 734
[35 empty] | Blue |  |  |  | Blue |  |  |  | Blue
[35 empty] | Orange |  |  |  | Orange |  |  |  | Orange
[35 empty] | Green |  |  |  | Green |  |  |  | Green
[35 empty] | Trans |  |  |  | Trans |  |  | Kawmi | Trans
[27 empty] | ID#2927 |  |  |  | ID#2927 | ID#2927 | ID#2927
| Switch No & Port | FMC Infromation | Panthopath POP Wi-max Cabinet
|  |  |  | 1048 | ID#5407
|  | XGB-1 | Blue | Panthopath POP To CCT POP F@H |  |  |  | 1074 | [18 empty] | 186 |  |  |  | 186 |  | 186
Side Of Pubali Bank 91 Chowdhory Garden
|  | XGB-2 | Orange | Panthopath POP To Dhan-27 POP |  |  | 896 | [19 empty] | Trans |  |  |  | Blue | Orange | Green
[27 empty] | 29 |  |  |  |  | 29 | 29
Green
|  | GB-1 | Brown | BDIX
|  | GB-3 | Slate | KB TO Pan new
|  | GB-2 | White | Panthapath to Khilkhet POP
|  |  | Red | [26 empty] | .,
Black
SFP Port - 7
Yellow
[68 empty] | Behind Firoz Tower | [8 empty] | Behind Firoz Tower |  |  |  |  | Boubazar POC | [8 empty] | Noor Tower POC/National Plaza POC |  |  |  | POC Tj box
|  |  | Violet | [77 empty] | ID-5606 | [10 empty] | 1644 |  | 1617 | Sumon
[67 empty] | 7780 | TJB-1 | 7783 |  | ID#1374 |  |  |  |  | 7788 | TJB-2 |  |  |  |  | Blue | [8 empty] | Blue |  |  | ID#269 | Blue
|  |  | Pink | Dhn-4 To Panthapath | [63 empty] | Blue | [8 empty] | Blue
[27 empty] | ID#735 |  |  |  | ID#735 | ID#735 | ID#735 | [48 empty] | Orange | [8 empty] | Orange |  |  |  | Orange
|  |  | Trans | [63 empty] | Silk Route | Orange | [8 empty] | Orange
[82 empty] | Green | [8 empty] | Green |  |  |  | Green
[68 empty] | Green | Blue | 1401 | ID#8628 | Cable Goes to Planner to Dhanmondi color code |  |  |  |  | Green
[82 empty] | Brown | [8 empty] | Brown |  |  |  | Brown
[13 empty] | ID#5407 | ID#5407 | ID#5407 | ID#5407 | [51 empty] | Trans | [8 empty] | Trans
[13 empty] | 12 core | 12 core | 12 core | 12 core | [65 empty] | Slate | [8 empty] | Slate |  |  |  | Slate
Backside of Feroj Tower
[61 empty] | ID#1374 |  | ID#1374 | ID#1374 |  | ID#1374 | [15 empty] | White | [8 empty] | White |  |  |  | White
[82 empty] | Red | [8 empty] | Red |  |  |  | Red
Orange
[82 empty] | Black | [8 empty] | Black |  |  |  | Black
[12 empty] | 1005 | [69 empty] | Yellow | [8 empty] | Yellow |  |  |  | Yellow
[61 empty] | Blue |  | Orange | Green |  | Trans
Switch No & Port | FMC Infromation | Panthopath POP Fiber BoxTJB-1 | [8 empty] | Panthopath POP Roof TOP | [13 empty] | Haque Chamber Panthopath | [29 empty] | Brack Bank Panthopath | [17 empty] | Uttara Bank Green road | [8 empty] | Violet | [8 empty] | Violet |  |  |  | Violet
1005
|  | LIU port no. | Code | 4927 |  |  |  |  | ID - 6464 | 4956 |  |  |  |  | Orange |  |  |  |  | 4958 | ID - 6464 |  |  | 5075 | [15 empty] | 2610 | [13 empty] | 2418 |  |  |  | 2392 |  |  |  | ID#2114 | [9 empty] | 2293 | [9 empty] | Pink | [8 empty] | Pink |  |  |  | Pink
|  | 1 | Blue | [7 empty] | Blue | [5 empty] | 1005 | Blue | Blue | [5 empty] | Blue | Blue |  | 2 | [9 empty] | White | Green | [15 empty] | Green | White | Green | [15 empty] | Green | White |  |  |  |  | Blue
[82 empty] | Trans | [8 empty] | Trans |  |  |  | Trans
|  | 2 | Orange | [7 empty] | Orange | [5 empty] | 1005 | Green | Orange |  |  |  |  | ZX Online | Orange | Orange | 24 Core |  |  |  | Ready | [5 empty] | Brown |  | Blue | [15 empty] | Blue |  | Blue | Blue | 7643 | [13 empty] | Blue | [5 empty] | Orange
Summit Center POC Serial-02, ID-3114
|  | 3 | Green | [7 empty] | Green | [5 empty] | 1005 | Slate | Green | [5 empty] | Green | Blue | 24 Core | [9 empty] | Slate |  | Orange | [15 empty] | Orange |  | Orange | Orange | 7643 | [13 empty] | Orange
[98 empty] | 2027 |  |  |  |  | Cable Goes to Kawran Bazaar POP Backbone
|  | 4 | Brown | [7 empty] | Brown | [5 empty] | 1005 | Brown | Brown | [5 empty] | Brown | Blue | 24 Core | [11 empty] | Trans | [15 empty] | Trans |  | Trans | [15 empty] | Trans | [5 empty] | Brown | [17 empty] | Blue
|  | 5 | Slate |  |  | Silkroute |  |  |  |  | Slate | [7 empty] | Slate | [5 empty] | Slate | Orange | 24 Core | [10 empty] | Blue | Green | [15 empty] | Green | Blue | Green | [15 empty] | Green | Blue |  |  |  |  | Slate | [6 empty] | Square Hospital POC |  |  |  | Tejgaon Thana POC | [5 empty] | Tejgaon Thana POC TJB
Mikrotik-10 | FMC-Port-4 | 6 | White | RSRM MD.Res | [6 empty] | White | [7 empty] | White | [5 empty] | White | Orange | 2 | [9 empty] | Green |  | Blue | [15 empty] | Blue |  | Orange | [15 empty] | Blue | [9 empty] | ID-1505 |  | 6531
[86 empty] | Blue |  |  |  | Blue | [5 empty] | Blue
Mikrotik-6 | FMC-Port-9 | 7 | Red | ETH-6-SS-STEEL-Aguimex | [6 empty] | Red | [7 empty] | Red | [5 empty] | Red | Green | 2 | [11 empty] | Orange | BB link CCT TO Panthapath Over Head | [14 empty] | Orange |  |  | Green | 7643 | [13 empty] | Orange |  | Green | 2461 | ID#5358 | 12core |  | Cable Goes to Planner dhanmondi Backbone
[86 empty] | Orange |  |  |  | Orange | [5 empty] | Orange | [5 empty] | Dhaka Tribune FR Tower, 8/C Panthopath, Shukrabad
Mikrotik-9 | FMC-Port-3 | 8 | Black | Philips 2nd link | [6 empty] | Black | [7 empty] | Black | [5 empty] | Black | Black | [10 empty] | Black |  | Trans | [15 empty] | Trans |  | Trans | [15 empty] | Trans | [5 empty] | Black
[86 empty] | Green |  |  |  | Green | [5 empty] | Green |  |  |  | ID#2609 | 2269
|  | 9 | Yellow | [7 empty] | Yellow | [7 empty] | Yellow | [5 empty] | Yellow | [12 empty] | Orange | Green | [15 empty] | Green | Orange | Green | [15 empty] | Green | Orange |  |  |  |  | Yellow | [22 empty] | Blue
[86 empty] | Trans |  |  |  | Trans | [5 empty] | Trans
|  | 10 | Violet | [7 empty] | Violet | [7 empty] | Violet | [5 empty] | Violet | [11 empty] | Trans |  | Blue | [15 empty] | Blue |  | Blue | [15 empty] | Blue | [5 empty] | Yellow | [22 empty] | Orange
|  | 11 | Pink | [7 empty] | Pink | [5 empty] | 1005 | Pink | Pink | [5 empty] | Pink | [13 empty] | Orange | [15 empty] | Orange |  | Orange | [15 empty] | Orange | [5 empty] | Pink | [22 empty] | Green
Mikrotik-11 | FMC-Port-7 | 12 | Trans | HSBC | [6 empty] | Trans | [7 empty] | Trans | [5 empty] | Trans | Blue | 24 Core | [9 empty] | Pink |  | Trans | [15 empty] | Trans |  | Trans | Trans | 7643 | [13 empty] | Trans | [5 empty] | Transparent | [22 empty] | Trans
[38 empty] | Green | Green | [15 empty] | Green | Green | Green | [15 empty] | Green | Green
ID - 5407
[39 empty] | Blue | [15 empty] | Blue |  | Blue | [15 empty] | Blue
[39 empty] | Orange | [15 empty] | Orange |  | Orange | [15 empty] | Orange
[39 empty] | Trans | [15 empty] | Trans |  | Trans | [15 empty] | Trans
[38 empty] | Brown | Green | [15 empty] | Green | Brown | Green | [15 empty] | Green | Brown
[39 empty] | Blue | [15 empty] | Blue |  | Blue | [15 empty] | Blue
[39 empty] | Orange | [15 empty] | Orange |  | Orange | [15 empty] | Orange
[39 empty] | Trans | [15 empty] | Trans |  | Trans | [15 empty] | Trans
[38 empty] | Slate | Green | [15 empty] | Green | Slate | Green | [15 empty] | Green | Slate
[39 empty] | Blue | [15 empty] | Blue |  | Blue | [15 empty] | Blue
[39 empty] | Orange | [15 empty] | Orange |  | Orange | [15 empty] | Orange
[39 empty] | Trans | [15 empty] | Trans |  | Trans | [15 empty] | Trans
Switch No & Port | FMC Infromation | Panthopath POP Fiber BoxTJB-2 | [12 empty] | 12 core | [6 empty] | Boubazar POC TJB | [20 empty] | Soptadinga Resturant 20/03 West Panthapath | [27 empty] | Premier Bank | [16 empty] | Squre Hospital | [5 empty] | Dhaka Tribune FR Tower, 8/C Panthopath, Shukrabad | [5 empty] | S S Steel
[43 empty] | TJB | [27 empty] | TJB | [16 empty] | TJB | [5 empty] | TJB | [5 empty] | TJB
|  | LIU port no. | Code | 2605 |  |  |  |  | ID - 8677 | 2557 | [9 empty] | 1002 | 820 |  | 1049 | [16 empty] | ID#2130 |  | 734 |  | 3060 |  | ID - 8070 | [23 empty] | 2933 |  | 3455 | ID - 1525 | [13 empty] | 3358 |  | 1431 | ID - 8070 |  |  | 1258 |  | 1117 |  |  | ID - 8070 | 1057
|  | 1 | Blue | [18 empty] | Blue | 1924 | [19 empty] | Blue | [27 empty] | Blue | [16 empty] | Blue | [5 empty] | Blue | [5 empty] | Blue
|  | 2 | Orange | [18 empty] | Orange | 1924 | [19 empty] | Orange | [27 empty] | Orange | [12 empty] | ID - 1505 |  | 6500 | Green | Orange | [5 empty] | Orange | 2170 | Orange |  |  |  | Orange
|  | 3 | Green | [18 empty] | Green | Black | [19 empty] | Green | [27 empty] | Green | [16 empty] | Green | [5 empty] | Green | [5 empty] | Green
|  | 4 | Brown | [18 empty] | Brown | Violet | [19 empty] | Brown | [27 empty] | Brown | [16 empty] | Brown | [5 empty] | Brown | [5 empty] | Brown
|  | 5 | Slate | [18 empty] | Slate | [20 empty] | Slate | [27 empty] | Slate | [16 empty] | Slate | [5 empty] | Slate | [5 empty] | Slate | Orange | 2498
|  | 6 | White | [18 empty] | White | Pink | [19 empty] | White | [27 empty] | White | [16 empty] | White | [5 empty] | White | [5 empty] | White | Green | 2498
Mikrotik-3 | FMC-Port-10 | 7 | Red | Nassa MD Residence 2nd link | [17 empty] | Red | [20 empty] | Red | [27 empty] | Red | [16 empty] | Red | [5 empty] | Red | [5 empty] | Red
Mikrotik-7 | FMC-Port-5 | 8 | Black | TBL-Envoy-Tower-ATM |  | TBL-Envoy-Tower-ATM | [15 empty] | Black | [19 empty] | Trust Bank | Black | [27 empty] | Black | [16 empty] | Black | [5 empty] | Black | [5 empty] | Black |  |  |  |  | Inside of DBBL Russel Square ATM
[101 empty] | 2498 | ID - 034 |  | 2251 | Sumon
Mikrotik-12 | FMC-Port-1 | 9 | Yellow | DBBL Rasels Squrare |  | DBBL Rasels Squrare | [15 empty] | Yellow | Slate | [19 empty] | Yellow | [27 empty] | Yellow | [16 empty] | Yellow | [5 empty] | Yellow | [5 empty] | Yellow | Blue | 2498 |  |  | Blue
Mikrotik-5 | FMC-Port-6 | 10 | Violet | SS-STEEL-Panthapath |  | SS-STEEL-Panthapath | [15 empty] | Violet | [20 empty] | Violet | [27 empty] | Violet | [16 empty] | Violet | [5 empty] | Violet |  |  |  |  | S S Steel | Violet |  |  |  |  | Orange
Mikrotik-8 | FMC-Port-2 | 11 | Pink | SS-Solution-5TH-Floor |  | SS-Solution-5TH-Floor | [15 empty] | Pink | [20 empty] | Pink | [27 empty] | Pink | [16 empty] | Pink | [5 empty] | Pink |  |  |  |  | S S Sulotion | Pink |  |  |  |  | Green
|  | 12 | Trans | [18 empty] | Trans | [20 empty] | Trans | [27 empty] | Trans | [16 empty] | Trans | [5 empty] | Trans | [5 empty] | Trans | Trans | 2498 |  |  | Trans
Dhaka Tribune FR Tower, 8/C Panthopath, Shukrabad
[106 empty] | 2170 | [5 empty] | 6315
[107 empty] | Blue | Blue | 2169 |  | Blue
[107 empty] | Orange |  |  |  | Orange
[107 empty] | Green |  |  |  | Green
Boubazar POC
[107 empty] | Trans |  |  |  | Trans
ID-5606
Blue
[43 empty] | Orange | [66 empty] | Cable Goes to Planners Dhanmondi Backbone.
Green
Brown
Slate
White
Red
Black
Yellow
Violet
Pink
Trans
[43 empty] | Soptadinga Resturant 20/03 West Panthapath |  |  |  |  | Premier Bank | [7 empty] | Squre Hospital | [5 empty] | FR Tower | [7 empty] | S S Steel
[43 empty] | TJB |  |  |  |  | TJB | [7 empty] | TJB | [5 empty] | TJB | [7 empty] | TJB
[42 empty] | 734 |  | 3060 |  | ID - 8070 | 2933 |  | 3455 | ID - 1525 |  |  |  |  | 3358 |  | 1457 |  | ID - 8070 |  | 1258 |  | 1117 |  | ID - 8070 |  |  |  | 1057
[43 empty] | Blue |  |  |  |  | Blue | [7 empty] | Blue | [5 empty] | Blue | [7 empty] | Blue
[43 empty] | Orange |  |  |  |  | Orange | [7 empty] | Orange | [5 empty] | Orange | [7 empty] | Orange
[43 empty] | Green |  |  |  |  | Green | [7 empty] | Green | [5 empty] | Green | [7 empty] | Green
[43 empty] | Brown |  |  |  |  | Brown | [7 empty] | Brown | [5 empty] | Brown | [7 empty] | Brown
[43 empty] | Slate |  |  |  |  | Slate | [7 empty] | Slate | [5 empty] | Slate | [7 empty] | Slate
[43 empty] | White |  |  |  |  | White | [7 empty] | White | [5 empty] | White | [7 empty] | White
[43 empty] | Red |  |  |  |  | Red | [7 empty] | Red | [5 empty] | Red | [7 empty] | Red
[42 empty] | Trust Bank | Black |  |  |  |  | Black | [7 empty] | Black | [5 empty] | Black | [7 empty] | Black
[43 empty] | Yellow |  |  |  |  | Yellow | [7 empty] | Yellow | [5 empty] | Yellow | [7 empty] | Yellow
[43 empty] | Violet |  |  |  |  | Violet | [7 empty] | Violet | [5 empty] | Violet | [7 empty] | Violet
[43 empty] | Pink |  |  |  |  | Pink | [7 empty] | Pink | [5 empty] | Pink | [7 empty] | Pink
[43 empty] | Trans |  |  |  |  | Trans | [7 empty] | Trans | [5 empty] | Trans | [7 empty] | Trans
Note on CW97: CCT to Panthapath BB link 4Blue = 4Blue
Note on CC109: Panthopath POP To Concord Tower POP 4Blue = 04 Blue
Note on CH109: Panthopath POP To Concord Tower POP 4Blue = 04 Blue
Note on CL109: Panthopath POP To Concord Tower POP 4Blue = 04 Blue
Note on CC115: Kawmi Online - Panthapath Connected from Panthopath Wimex POP 04Trans = 04Blue 599------------ID-1230----------Side of Squre Hospital Client TJB (546+Client Cable)Jewel
Note on CH115: Kawmi Online - Panthapath Connected from Panthopath Wimex POP 04Trans = 04Blue 599------------ID-1230----------Side of Squre Hospital Client TJB (546+Client Cable)Jewel
Note on CL115: Kawmi Online - Panthapath Connected from Panthopath Wimex POP 04Trans = 04Blue 599------------ID-1230----------Side of Squre Hospital Client TJB (546+Client Cable)Jewel
Note on G129: Panthopath POP To CCT POP F@H Square Hospital 11/D, Panthapath LDP via Banglamotor Concord Tower LDP
Note on G131: Author:
Note on BG131: Kawmi Online - Panthapath Connected from Panthopath Wimex POP 04Trans
Note on BQ131: RSRM MD Res.Connected from Panthapath POP 4Orange+4Blue( 2920--------2781)ID#902
Note on BS131: S S Steel (OLD) Panthopath 1th Floor conncected from Panthopoth POP 04Green
Note on G135: Author:
Note on G137: Author:
Note on G139: Panthapath to KB BB link Via Boubazaar,Noor Tower and Summit Center POC
Note on EU148: Haque chember POP To KB POP connected with Noor Tower POC via Summit Center POC
Note on FL148: Planners POP to Kawran Bazar POP Via Sundorban Hotel POC via Summit Center POC 12Blue
Note on FU148: Planners POP to Kawran Bazar POP Via Sundorban Hotel POC via Summit Center POC 12Blue
Note on G149: Dhn-4 To Panthapath Backbone
Note on DO149: Chittagong Online Ltd. BDIX Firoz Tower (13th Floor) 152/3-B, Panthopath, Green Road, Dhaka Connected from Panthopath POP 4Blue=4Blue
Note on DX149: Chittagong Online Ltd. BDIX Firoz Tower (13th Floor) 152/3-B, Panthopath, Green Road, Dhaka Connected from Panthopath POP 4Blue=Patch Cord BDIX ODF A-9
Note on EU150: Haque chember Panthopath POP to Dhanmondi -27 POP with connected via Baubazar POC via 12 Orange
Note on FL150: Link is goes to Squre POC
Note on DO151: Silk Route Feroz tower (6th Floor), 152/3-B Pantho Path, Green Road, Dhaka connected from Planner POP 4Orange=4Blue (2756---ID-2814-----**)Raton Chittagong Online Ltd. BDIX Firoz Tower (13th Floor) 152/3-B, Panthopath, Green Road, Dhaka Connected from Panthopath POP 24core (White Tube)Orange=4Green
Note on DO155: Dhn-4 To Panthapath Backbone 04 Trans
Note on BE161: ZX Online connected from Panthopath Wimx POP12 Orange = 04Blue (1201---ID-5464--------**)Raton
Note on AM168: Panthopath POP To Dhan-27 POP with connected via Baubazar POC 12Orange = 12 Orange
Note on AT169: Panthopath POP To Concord Tower POP 12 Blue = 12 Blue
Note on BE169: Panthopath POP To Concord Tower POP 12 Blue = 04 Blue
Note on AT171: ZX Online Installation Location: Dhaka., connected from Panthopath Wimex POP 12Green = 12 Orange
Note on BE171: ZX Online connected from Panthopath Wimx POP12 Orange =24 Orang(Blue Tube)
Note on CF171: Chittagong Online Ltd. BDIX Firoz Tower (13th Floor) 152/3-B, Panthopath, Green Road, Dhaka Connected from Panthopath POP 12Brown=24core (White Tube)Blue
Note on CH171: Chittagong Online Ltd. BDIX Firoz Tower (13th Floor) 152/3-B, Panthopath, Green Road, Dhaka Connected from Panthopath POP 12Brown=24core (White Tube)Blue
Note on CY171: Chittagong Online Ltd. BDIX Firoz Tower (13th Floor) 152/3-B, Panthopath, Green Road, Dhaka Connected from Panthopath POP 24core (White Tube)Blue=4Blue
Note on DA171: Chittagong Online Ltd. BDIX Firoz Tower (13th Floor) 152/3-B, Panthopath, Green Road, Dhaka Connected from Panthopath POP 24core (White Tube)Blue=4Blue
Note on AT173: KB POP TO Panthopath POP Wimex POP 12Slate = 12Green
Note on BE173: KB POP TO Panthopath POP Wimex POP 12Green+24 Blue(Blue Tube)
Note on CF173: Silk Route Feroz tower (6th Floor), 152/3-B Pantho Path, Green Road, Dhaka connected from Planner POP 12Slate=24core (White)Orange
Note on CH173: Silk Route Feroz tower (6th Floor), 152/3-B Pantho Path, Green Road, Dhaka connected from Planner POP 12Slate=24core (White)Orange
Note on CY173: Silk Route Feroz tower (6th Floor), 152/3-B Pantho Path, Green Road, Dhaka connected from Planner POP 24core (White)Orange=4Orange Chittagong Online Ltd. BDIX Firoz Tower (13th Floor) 152/3-B, Panthopath, Green Road, Dhaka Connected from Panthopath POP 24core (White Tube)Orange=4Green
Note on DA173: Silk Route Feroz tower (6th Floor), 152/3-B Pantho Path, Green Road, Dhaka connected from Planner POP 24core (White)Orange=4Orange Chittagong Online Ltd. BDIX Firoz Tower (13th Floor) 152/3-B, Panthopath, Green Road, Dhaka Connected from Panthopath POP 24core (White Tube)Orange=4Green
Note on AT175: Chittagong Online Ltd. BDIX Firoz Tower (13th Floor) 152/3-B, Panthopath, Green Road, Dhaka Connected from Panthopath POP 12Brown=24core (White Tube)Blue
Note on BE175: Chittagong Online Ltd. BDIX Firoz Tower (13th Floor) 152/3-B, Panthopath, Green Road, Dhaka Connected from Panthopath POP 12Brown=24core (White Tube)Blue
Note on FY175: Kwbazar POP to Planners POP Via Summit Center POC via Sundorbon Hotel POC 12Blue=6Blue
Note on G177: Silk Route Feroz tower (6th Floor), 152/3-B Pantho Path, Green Road, Dhaka connected from Planner POP
Note on O177: Silk Route Feroz tower (6th Floor), 152/3-B Pantho Path, Green Road, Dhaka connected from Planner POP 12Slate=24core (White)Orange
Note on AT177: Silk Route Feroz tower (6th Floor), 152/3-B Pantho Path, Green Road, Dhaka connected from Planner POP 12Slate=24core (White)Orange
Note on BE177: Silk Route Feroz tower (6th Floor), 152/3-B Pantho Path, Green Road, Dhaka connected from Planner POP 12Slate=24core (White)Orange
Note on O179: RSRM Panthpath, Dhak Connected From Panthapath POP 12White
Note on AT179: RSRM Panthpath, Dhak Connected From Panthapath POP 12White
Note on BE179: RSRM Panthpath, Dhak Connected From Panthapath POP 12White +4Orange
Note on CH179: KB TO Panthapath
Note on FE180: SS Still connected from Planners pop via Sundorbon poc and Square hospital POC 4Blue
Note on FK180: Dhaka Tribune FR Tower, 8/C Panthopath, Shukrabad to 153/A Tejgaon Square Hospital E/P via Tejgaon Thana POC P2P
Note on FV180: Dhaka Tribune FR Tower, 8/C Panthopath, Shukrabad to 153/A Tejgaon Square Hospital E/P via Tejgaon Thana POC P2P
Note on O181: S S Steel Panthopath 1th Floor conncected from Panthopoth POP
Note on CH181: CCT To Panthapath Over head Link 24 core (Blue Tube) Orange=12Blue
Note on CY181: CCT To Panthapath Over head Link 24 core (Blue Tube) Orange=12Green
Note on DT181: KB To Panthapath Over head Link 24 core (Blue Tube) Orange=12Green
Note on FE182: Dhaka Tribune FR Tower, 8/C Panthopath, Shukrabad to 153/A Tejgaon P2P via Square Hospital POC via Tejgaon Thana POC P2P 4Orange
Note on G183: Philips 2nd link
Note on O183: Trust Bank ATM 12Black+Black
Note on AT183: Trust Bank ATM 12Black+Black
Note on BE183: Trust Bank ATM 12Black+Black
Note on CH183: Philips 2nd link Panthopath connected from Panthopath POP 24core (Bl Tube) Trans
Note on CY183: Philips 2nd link Panthopath connected from Panthopath POP 24core (Bl Tube) Trans
Note on DA183: Philips 2nd link Panthopath connected from Panthopath POP 24core (Bl Tube) Trans
Note on DT183: Philips 2nd link
Note on O187: SCBL Basundhara City, Panthopath connected from Panthopath POP 12Violet=24core (Bl Tube) Green
Note on AT187: SS Steel (Pvt) Ltd. - 17/C, Panthpath, Dhak Connected From Panthapath POP 12Violet
Note on GE187: Dhaka Tribune FR Tower, 8/C Panthopath, Shukrabad to 153/A Tejgaon Square Hospital E/P via Tejgaon Thana POC P2P 4Orange
Note on O189: SS Solutions 17/C, Panthpath, 5th Floor,Dhaka, Kalabagan, Dhaka, Dhaka
Note on AT189: Dhn-4 To Panthapath Backbone
Note on BE189: Dhn-4 To Panthapath Backbone 12Pink + 24core (Orange Tube) Trans
Note on BE191: 12 Trans +24 Blue(orange Tube)
Note on CH191: Dhn-4 To Panthapath Backbone 12Pink + 24core (Orange Tube) Trans
Note on CY191: Dhn-4 To Panthapath Backbone 24core (Orange Tube) Trans + 04 Trans
Note on DA191: Dhn-4 To Panthapath Backbone 24core (Orange Tube) Trans + 04 Trans
Note on AW224: Panthapath to KB BB link Via Boubazaar,Noor Tower and Summit Center POC
Note on AW226: Haque chember Panthopath POP to Dhanmondi -27 POP with connected via Baubazar POC via 12 Orange
Note on FH226: Dhaka Tribune FR Tower, 8/C Panthopath, Shukrabad to 153/A Tejgaon P2P via Square Hospital POC via Tejgaon Thana POC P2P 4Orange
Note on FT226: Dhaka Tribune FR Tower, 8/C Panthopath, Shukrabad to 153/A Tejgaon P2P via Square Hospital POC via Tejgaon Thana POC P2P 4Orange
Note on CL238: Trust Bank Envoy Tower ATM 12Black+4Blue(XX-----ID#653-Five Star Resturant 4Blue+4Blue(XX+1201)-------ID#3130-----Trust Bank ATM Roof Top 4Blue+Blue(1345+1348)---------------------1374)ID#3130
Note on CL240: DBBL Russel Square ATM
Note on DR240: DBBL Russel Square ATM
Note on FH240: DBBL Russel Square ATM
Note on FT240: DBBL Russel Square ATM
Note on GC240: DBBL Russel Square ATM
Note on GL240: DBBL Russel Square ATM
Note on CL242: SS Steel (Pvt) Ltd. - 17/C, Panthpath, Dhak Connected From Panthapath POP
Note on DR242: SS Steel (Pvt) Ltd. - 17/C, Panthpath, Dhak Connected From Panthapath POP
Note on FH242: SS Steel (Pvt) Ltd. - 17/C, Panthpath, Dhak Connected From Panthapath POP
Note on FT242: SS Steel (Pvt) Ltd. - 17/C, Panthpath, Dhak Connected From Panthapath POP
Note on GC242: SS Steel (Pvt) Ltd. - 17/C, 9th Floor Panthpath, Dhak Connected From Panthapath POP 04Orange = 04 Blue(2422--------ID#2927-------2516)
Note on G244: SS Solutions 17/C, Panthpath, 5th Floor,Dhaka, Kalabagan, Dhaka, Dhaka
Note on CL244: SS Solutions 17/C, Panthpath, 5th Floor,Dhaka, Kalabagan, Dhaka, Dhaka
Note on DR244: SS Solutions 17/C, Panthpath, 5th Floor,Dhaka, Kalabagan, Dhaka, Dhaka
Note on FH244: SS Solutions 17/C, Panthpath, 5th Floor,Dhaka, Kalabagan, Dhaka, Dhaka
Note on FT244: SS Solutions 17/C, Panthpath, 5th Floor,Dhaka, Kalabagan, Dhaka, Dhaka
Note on GC244: S S Sulotion 5Th Floor Connected From Panthapath POP 04Green = 04 Blue (3742--------ID-907------3842)
Note on IK251: SS Still connected from Planners pop via Sundorbon poc and Square hospital POC 4Blue
Note on IK253: Dhaka Tribune FR Tower, 8/C Panthopath, Shukrabad to 153/A Tejgaon P2P via Square Hospital POC via Tejgaon Thana POC P2P 4Orange
Note on CL259: Panthapath to KB BB link Via Boubazaar,Noor Tower and Summit Center POC
Note on CL261: Haque chember Panthopath POP to Dhanmondi -27 POP with connected via Baubazar POC via 12 Orange
Note on CL332: Trust Bank Envoy Tower ATM 12Black+4Blue(XX-----ID#653-Five Star Resturant 4Blue+4Blue(XX+1201)-------ID#3130-----Trust Bank ATM Roof Top 4Blue+Blue(1345+1348)---------------------1374)ID#3130
Note on CL334: DBBL Russel Square ATM
Note on CL336: SS Steel (Pvt) Ltd. - 17/C, Panthpath, Dhak Connected From Panthapath POP
Note on CL338: SS Solutions 17/C, Panthpath, 5th Floor,Dhaka, Kalabagan, Dhaka, Dhaka

## Elephant Road POP
SEE Meherba1st Distribution File
[195 empty] | 733 |  | 733
[195 empty] | Opp.Gazi TV Bhaban | [31 empty] | L-306, Kakrail More (North) Ishakha Hotel LDP
[195 empty] | 738 |  | 738 | [29 empty] | TJB
[223 empty] | SEE Meherba1st Distribution File |  | ID - 5875 | 2017
Blue
Orange
Green
Trans
[195 empty] | ID#735 |  | ID#735
[183 empty] | Gazi TV Server |  |  |  | Gazi TV 1st Floor |  |  |  |  | Side of Gazi TV Roof Top | [7 empty] | Bhojon Bangla Shad Rest. 33, Segun Bagicha |  |  |  | H#338 Segunbagicha |  |  |  |  | H#338 Segunbagicha |  |  |  | H#42/1 Segunbagicha |  |  |  | Opp.EBL ATM (EX.Brac ATM) | [6 empty] | South Side of Shilphokola |  |  |  | Taousif Family Corner H - 42/1/ka Segunbagicha |  |  |  | Shilpo Kola Academy Side gate |  |  |  |  | Mothsho Bhaban & shilpo Kola Bhaban Meddle of Gate LDP TJB Sagunbagicha | [5 empty] | F@H LDP Matsha Bhaban LDP Sagunbagicha | [9 empty] | F@H LDP Bhumi office House#52, Polton | [8 empty] | NSSGIN 45/1 Purana Palton | [22 empty] | Behind of Gazi Paltan Sunset | [38 empty] | Gazi Tank In Side
[183 empty] | Color |  |  |  | Color |  |  |  |  | Color |  |  | 825 |  | 825 |  |  | TJB | [23 empty] | TJB |  |  |  | TJH | [8 empty] | Color | [5 empty] | Color | [9 empty] | Color | [8 empty] | TJB | [22 empty] | Color | [38 empty] | Color
[183 empty] | Monir | 1458 | ID#501 | 320 | Monir | 3453 | ID#672 |  | 3402 | Monir | [6 empty] | 6239 | Amir | 9067 | ID - 1374 | 9077 |  | 9148 |  | ID#1374 | 9162 |  | 8152 | ID#3108 | 8203 |  | 9176 | ID#1374 | 9235 |  | 9232 |  |  |  | ID - 1374 | 9265 | Amir | 6113 | ID - 306 | 6148 | Sumon | 6145 | ID#306 | 6003 |  | 5996 | ID#306 |  | 5897 | Monir | 1019 |  | ID#1272 |  | 930 | Monir | [9 empty] | Kamol | 1301 |  |  | ID - 1272 |  |  |  | 1334 | Zahid | 1342 | [19 empty] | ID#1272 | 1610 |  | 1612 | [18 empty] | ID#1272 | [17 empty] | 1668 | Kamol
[183 empty] | White |  |  |  | White | Blue |  |  |  | Blue | Blue | [10 empty] | Blue |  |  |  |  | Blue |  |  |  | Blue | [18 empty] | Blue |  |  |  |  | Blue | [5 empty] | Blue | [9 empty] | Blue | [8 empty] | Blue | [22 empty] | Blue | [37 empty] | F@H | Blue
[183 empty] | Black |  |  |  | Black |  |  | 4Core | 2307 | Orange | Orange | 6329 |  | ID#306 | [7 empty] | Orange |  |  |  |  | Orange |  |  |  | Orange | [18 empty] | Orange |  |  |  |  | Orange | [5 empty] | Orange | [9 empty] | Orange | [8 empty] | Orange | [22 empty] | Orange | [37 empty] | Summit | Orange
[183 empty] | Yellow |  |  |  | Yellow |  |  |  |  | Yellow | Green | [6 empty] | Green |  |  |  | Green |  |  |  |  | Green |  |  |  | Green |  |  |  | Green | [6 empty] | Green |  |  |  | Green |  |  |  | Green |  |  |  |  | Green | [5 empty] | Green |  |  |  | Total = 8070m | [5 empty] | Green | [8 empty] | Green | [22 empty] | Green | [38 empty] | Green
[183 empty] | Violet |  |  |  | Violet |  |  |  |  | Violet | Trans | [38 empty] | Trans |  |  |  |  | Trans | [5 empty] | Trans | [9 empty] | Trans | [8 empty] | Trans | [22 empty] | Trans | [38 empty] | Trans
[183 empty] | Pink |  |  |  | Pink |  |  |  |  | Pink
[183 empty] | Transparent |  |  |  | Transparent |  |  | ID#4697 |  | Transparent
1714
Gazi TV Rooftop
Color
[183 empty] | Server room |  |  |  | Monir
White
[253 empty] | F@H LDP PQS Shanti Nagar Chowrasta Baily Road | [31 empty] | Twin Tower Car Parking Shanti Nagar | [38 empty] | Twin Tower 4th Floor hanti Nagar
[187 empty] | Black | [65 empty] | Color | [31 empty] | Color | [38 empty] | Color
[247 empty] | Cable Goes to Sonar tori LDP Planners POP | [5 empty] | Sumon | 1030 | [11 empty] | ID#1272 | [17 empty] | 1300 | Sumon | 1782 |  |  | ID#1038 | [33 empty] | 1738 | Sumon
[187 empty] | Yellow | [65 empty] | Blue | [31 empty] | Blue | [38 empty] | Blue |  | Blue
[187 empty] | Violet | [65 empty] | Orange | [31 empty] | Orange | [38 empty] | Orange |  | Orange
[187 empty] | Pink | [65 empty] | Green | [31 empty] | Green | [38 empty] | Green |  | Green
[187 empty] | Transparent | Blue | 1604 | ID#3130 | [62 empty] | Trans | [31 empty] | Trans | [38 empty] | Trans |  | Brown
Slate
Trans
See Pla_newmarket Sheet
[253 empty] | F@H LDP Ahmed Traders 95 Chok Mogol Toli Road |  |  |  | Enam Enterprise ChawkBazaar | [7 empty] | Hotel Amania Chalkbazar | [12 empty] | House#26, WW Road Chalkbazar |  |  |  | Rahmatgonj Criachakro Field/Mayer Doa Juice | [6 empty] | ABC International School | [5 empty] | 63/64 Water Wakas Road Lalbagh Vaggo Furniture |  |  |  | WW Road Dhaka Wasa Main Gate |  |  |  |  | Agrani Bank WW Road |  |  |  | Opp Janata Bank/OPP.Alam tea Stall, Lalbagh | [19 empty] | Gazi Tyre Lalbagh office Primary
[253 empty] | Color |  |  |  | Color | [10 empty] | Color | [9 empty] | Color |  |  |  | Color | [6 empty] | TJB | [27 empty] | Color | [10 empty] | Color
[18 empty] | ARC Tower POC | [234 empty] | Raton | 3 | ID#1272 | 29 | Sumon | 39 |  |  |  | ID#1272 |  |  |  |  | 88 | Amir | 2607 | [6 empty] | ID#1272 | 2412 | Amir | 3746 | ID#405 | 3587 | Pobon | 3201 |  | ID - 139 |  |  | 3104 | Pobon | 541 |  | ID - 034 |  | 600 |  | 4068 | ID#306 | 4008 | Sajahan | 1963 | ID#2009 |  | 1921 | Sajahan | 3998 |  |  |  | ID#306 | [6 empty] | 3767 |  | 4147 |  | ID#306 | [6 empty] | 4362 | Jewel
[15 empty] | 537 | 537 | 537 | 537 | 537 |  | 537 |  | 537 | [229 empty] | Blue |  |  |  | Blue | [10 empty] | Blue | [9 empty] | Blue |  |  |  | Blue | [6 empty] | Blue | [9 empty] | Blue |  |  |  |  | Blue | [12 empty] | Blue | [9 empty] | Gazi Tank Polton Office To Gazi Tyre Lalbagh Office Primary | Blue
[15 empty] | Blue | Orange | Red | White | Slate |  | Brown |  | Green
[253 empty] | Orange |  |  |  | Orange | [8 empty] | 308 | Orange | Orange | [9 empty] | Orange |  |  |  | Orange | [6 empty] | Orange | [5 empty] | Orange |  |  |  | Orange |  |  |  |  | Orange | [12 empty] | Orange | Orange | 1931 | [8 empty] | Orange
[253 empty] | Green |  |  |  | Green | [10 empty] | Green | [9 empty] | Green |  |  |  | Green | [6 empty] | Green | [9 empty] | Green |  |  |  |  | Green |  |  |  | Green | [6 empty] | 1931 | Blue | Green | [9 empty] | Gazi Tyre Lalbagh office Secondary Link vai Summit Communication | Green
[253 empty] | Trans |  |  |  | Trans | [10 empty] | Trans | [9 empty] | Trans |  |  |  | Trans | [6 empty] | Trans | [9 empty] | Trans |  |  |  |  | Trans | [12 empty] | Trans | [10 empty] | Trans
|  |  |  | OK | [303 empty] | Green
[265 empty] | Blue | [42 empty] | 1931
308
Opp Janata Bank, Lalbagh
Color
[323 empty] | 1944 | Sumon | 1947
[317 empty] | ID#1230 | [6 empty] | Blue |  |  |  | ID#1230
Orange
|  |  | Elephant Road POP | [7 empty] | ARC Tower POC TJB | [312 empty] | Green
| Switch No & Port | FMC Infromation | [8 empty] | TJB
|  |  |  | 646 |  |  |  |  | ID - 5445 | 421 | Pobon | [18 empty] | Markential Bank, Elephant Road | [8 empty] | 75 Elephent Road | [6 empty] | Front of Al -Arafah Elephant Road | [277 empty] | Trans
| SFP=1 | 1310 | Blue | Elephant Road To Planners POP | [6 empty] | Blue |  |  |  | Blue |  | Red | White | Slate |  | Brown |  | Green | [6 empty] | TJB | [8 empty] | TJB | [6 empty] | TJB
[27 empty] | ID - 306 |  | 5674 | Pobon | 442 |  |  | ID#5219 |  |  |  | 478 | Sumon | 1174 | ID#5654 |  |  |  | 1093 | Sumon
| SFP=2 | 1550 | Orange | Elephant Road To Dhn-4 | [6 empty] | Orange |  |  |  | Orange |  |  | Blue | Slate |  | Orange |  | Green | [6 empty] | Blue | [8 empty] | Blue | [5 empty] | Al-Arafah Islami | Blue
[18 empty] | 5812 | 3133 |  | 5812 |  | 3133
| SFP=3 |  | Green | Elephant Road To Imamgonj | [6 empty] | Green | Blue | 5431 | [12 empty] | ID#306 |  |  | HI-TECH | Orange | [8 empty] | Orange | [6 empty] | Orange
|  |  | Brown | [22 empty] | ID#306 |  |  | Islami Bank - 1st Link | Green | [8 empty] | Green | [6 empty] | Green
Sumon
|  |  | Slate | [13 empty] | ID#1263 | ID#306 | ID#1263 |  |  |  | ID#1263 | [6 empty] | Trans | [8 empty] | Brown | [6 empty] | Trans | [226 empty] | Bhuiyan Plaza H - 47, Uddo Road Mrs. Anowar Garments | [5 empty] | 4 Haronath Road/Hollywood Garments | [8 empty] | Opp. Rashid Electric 7/8 Haronath Road | [5 empty] | Opp. Bangladesh Dental Care, House#19, Horonath Goush Raod | [7 empty] | City Pharmacy 19 Horonath Gosh Road | [5 empty] | 81/82 Harnath Goush Road / Bata Shop |  |  |  | RAB-10 TJB-1 | [9 empty] | RAB-10 TJB-2 | [10 empty] | H - 19 Lalgabag | [8 empty] | H - 16 Sayesthakhan Road Lalgabag | [5 empty] | Karim House Dustbin/Kusum Koli kinter garden H-8 Shayestha khan road |  |  |  | Sojib Pharmacy, Posta, Lalbag |  |  |  | New Posta Pharmacy, Posta, Lalbag
[273 empty] | TJB | [5 empty] | TJB | [8 empty] | Color | [5 empty] | Color | [7 empty] | TJB | [5 empty] | Color |  |  |  | Color | [9 empty] | Color | [10 empty] | Color | [14 empty] | TJB |  |  |  | Color |  |  |  | Color |  |  |  | 2040
|  |  | Trans | [268 empty] | 1834 | Sumon | 1831 | ID#1230 |  |  | 1671 | Amir | 2639 |  |  |  | ID - 575 |  |  | 2541 | Monir | 1594 |  | ID#1230 |  | 1458 | Pobon | 6420 |  |  |  | ID#201 |  | 6449 | Pobon | 8826 |  |  | ID - 1409 | 8873 | Pobon | 2419 | ID#1230 | 2318 | Pobon | 7863 | ID#578 | [6 empty] | 7817 | Jewel | 2313 | [7 empty] | ID#1230 | 2215 | Sumon | 292 | ID - 1542 | [5 empty] | 350 |  | 3297 | ID - 6434 |  |  | 3376 | Sumon | 2114 | ID#1230 | 2062 | Monir | 3244 | ID#851 | 3153 | Monir | 2040 |  |  | Orange
[273 empty] | Blue | [5 empty] | Blue | [8 empty] | Blue | [5 empty] | Blue | [7 empty] | Blue | [5 empty] | Blue |  |  |  | Blue |  | 12Core | [7 empty] | Blue | [10 empty] | Blue | [8 empty] | Blue | Orange |  |  |  | Orange | Blue |  |  |  | Blue |  |  |  | Blue | 2040 |  | Blue
|  |  | Blue | [10 empty] | 5812 ID - 306
[14 empty] | Green + Green | [258 empty] | Orange | [5 empty] | Orange | [8 empty] | Orange | [5 empty] | Orange | [7 empty] | Orange | [5 empty] | Orange |  |  |  | Orange | [9 empty] | Orange | [10 empty] | Orange | [8 empty] | Orange | Green |  |  |  | Green | Orange |  |  |  | Orange |  |  |  | Orange | 4080
|  |  | Orange | [10 empty] | 5431 - ID - 3101 | [16 empty] | Bank Asia Elephent Road | [9 empty] | opp Eastern Mollika/Lucky Super Shop |  |  |  | Opp DBBL FT/ Oshod Gor House#347 |  |  |  | New Steel Store |  |  |  | Opp Trust Bank | [5 empty] | SIBL , New Market | [5 empty] | Hamdard Labratories/Hokers Market | [5 empty] | Uttara Bank | [5 empty] | Side of Islami Bank | [5 empty] | Inside IBBL New Market
[31 empty] | TJB | [9 empty] | TJB |  |  |  | TJB |  |  |  | TJB |  |  |  | Jewel | [219 empty] | Green | [5 empty] | Green | [8 empty] | Green | [5 empty] | Green | [7 empty] | Green | [5 empty] | Green |  |  |  | Green | [9 empty] | Green | 2349 | [9 empty] | Green | [8 empty] | Green | Brown |  |  |  | Brown | Green |  |  |  | Green |  |  |  | Green
|  |  | Green | [24 empty] | 2133 | ID#1263 | 2234 | Sumon | [6 empty] | 4273 | ID#1733 | 4335 | Sumon | 1292 | ID#2430 | 1357 | Amir | 4337 | ID#1733 | 4387 | Raton | 1413 | ID#2430 | 1463 |  |  | 1550 | ID#905 |  | 1697 | Pobon | 1700 | ID - 905 |  |  | 1749 |  | 1751 |  | ID#905 |  | 1949 |  | 2449 |  | ID#905 |  | 2366 | Raton | 2364 |  | ID#905 |  | 2350
[31 empty] | Blue | [5 empty] | Blue |  |  |  | Blue |  |  |  | Blue |  |  |  | Blue |  |  |  | Blue | Blue |  |  |  |  | Blue | [5 empty] | Blue | [5 empty] | Blue | [5 empty] | Blue | [5 empty] | Blue | MC-1550 | [188 empty] | Trans |  |  |  |  | Brown | Trans | [8 empty] | Trans | [5 empty] | Trans | [7 empty] | Trans | [5 empty] | Trans |  |  |  | White | [9 empty] | White | Brown | [9 empty] | Trans | [8 empty] | Trans | Trans |  |  |  | Trans | Trans |  |  |  | Trans |  |  |  | Trans |  |  |  | Orange
|  |  | Brown | [356 empty] | 4080
[31 empty] | Orange | [5 empty] | Orange |  |  |  | Orange |  |  |  | Orange |  |  |  | Orange |  |  | TRUST BANK LTD. | Orange | Orange |  |  |  |  | Orange | [5 empty] | Orange | [5 empty] | Orange | [5 empty] | Orange | [5 empty] | Orange
Slate
[31 empty] | Green | [5 empty] | Green |  |  |  | Green |  |  |  | Green |  |  |  | Green |  |  |  | Green | Green |  |  |  |  | Green | [5 empty] | Green | [5 empty] | Green | [5 empty] | Green | [5 empty] | Green
|  |  | Trans | [13 empty] | 2134
[17 empty] | Brown | [13 empty] | Brown | [5 empty] | Borwn |  |  |  | Brown |  |  |  | Brown |  |  |  | Brown |  |  |  | Trans | Borwn |  |  |  |  | Trans | [5 empty] | Trans | [5 empty] | Trans | [5 empty] | Trans | [5 empty] | Trans | [275 empty] | 3980 | 3980
[17 empty] | Orange | [341 empty] | Blue | Orange
[31 empty] | Slate | [5 empty] | Slate |  |  |  | Slate |  |  |  | Slate |  |  |  | Slate |  |  |  |  | Slate | [275 empty] | Opp.AB Bank ATM-Lalbagh | [6 empty] | Left Side of Lalbagh Kella Main Gate |  |  |  |  | Right Side of Lalbagh Kella Main Gate | [5 empty] | DBBL Sign Board | [10 empty] | Inside of IBBL Lalbagh ATM primary Link | Inside of IBBL Lalbagh ATM 2nd Link
[330 empty] | TJB | [6 empty] | TJB |  |  |  |  | TJB | [5 empty] | TJB
[31 empty] | Trans | [5 empty] | Trans |  |  |  | Trans |  |  |  | Trans |  |  |  | Trans |  |  |  |  | Trans | [273 empty] | ID - 075 | 3134 | Sumon | 3131 |  | ID - 075 |  |  | 2002 | Shamim | 1098 | ID - 8009 |  | 1001 | Shamim | 1955 |  | ID - 075 |  | 1750
[330 empty] | Blue | [6 empty] | Blue |  |  |  |  | Blue |  |  |  |  | DBBL - Lalbag | Blue
[330 empty] | Orange | [6 empty] | Orange |  |  |  |  | Orange | [5 empty] | Orange
[330 empty] | Green | [6 empty] | Green |  |  |  |  | Green | [5 empty] | Green
[330 empty] | Trans | [6 empty] | Trans |  |  |  |  | Trans | [5 empty] | Trans
[73 empty] | 278/3 Katabon | [5 empty] | Khan Homyo 278/2 ERD | [5 empty] | Badhua 257/7 ERD | [5 empty] | Concord Emporium Shopping |  |  |  |  | Al-Barakah Tower H - 252, Elephant Road POC TJB
[73 empty] | Jewel | [5 empty] | Ratan | [5 empty] | Ratan | [5 empty] | Jewel |  |  |  |  | Sumon
[72 empty] | 1181 | TJB | 2541 |  | ID#9565 |  | 2592 | TJB | 301 |  | ID#2431 |  | 253 | TJB | 2460 |  | ID#9562 |  | 2351 | TJB | 2348 |  | ID#9562 | 2320 |  | 1090
[73 empty] | Blue | [5 empty] | Blue | [5 empty] | Blue | [5 empty] | Blue |  |  |  |  | Blue
[73 empty] | Orange | [5 empty] | Orange | [5 empty] | Orange | [5 empty] | Orange |  |  |  |  | Orange | Blue | ID-2229 |  | 940 | Katabon POC
[73 empty] | Green | [5 empty] | Green | [5 empty] | Green | [5 empty] | Green |  |  |  | Uniqlo Social | Green
ID#2009
[65 empty] | ID - 1607 |  | ID - 1607
[65 empty] | 1298 |  | 1298
[37 empty] | Home Collection 300 Alishan Complex Elephant Road | [5 empty] | Opp.Mercantile Bank 75 Elephant Road | [8 empty] | Old Elephant Raod Jahan Fabrics | [6 empty] | Nur Enterprise |  |  |  |  | Opp.Sonali Bank ; Sonargaon Road-Katabon | [9 empty] | Front Of ICMAB | [14 empty] | Nilkhet More Dustbin | [6 empty] | Teacher's Hall Boundary Nilkheet | [6 empty] | Nilkhet More Dustbin | [7 empty] | Nilkhet More Dustbin | [6 empty] | Opp. Bangladesh Uniqlo Jatio Commission, Polashi Moor |  |  |  |  | 4th Grade Employ Office | [5 empty] | OPP.Shamsul Haque Bhaban | [5 empty] | Opp. Sonali Bank, Polashi Moor | [5 empty] | Opp. Sonali Bank, Polashi Moor |  |  |  | Opp. Sonali Bank, Polashi Moor | [5 empty] | Behind Ser-E-Bangla Hall | [6 empty] | Opp. Buet University / Side of Over Bridge | [5 empty] | Titumir Hall | [35 empty] | Sohid DR. Fazla Rabbi Hall Gate / Near Bodrunnasa College / Bakshi Bazar Summit POC TJB | [19 empty] | Opp.Agrani Niketon 9 Bakshi Bazaaar | [6 empty] | Novo Kumar Institution Boxibazaar | [5 empty] | Kara Sadar Doptar Boxibazaar |  |  |  | Dustbin, Kamol Das Road / S M Computer Kamol dash Road | [6 empty] | Iqbal Tower / 5/1 Kamol dash Road / Opp Euro Fashion | [7 empty] | Mithila Fashion |  |  |  |  | Chawlkbazaar Model Thana |  |  |  | Chawlkbazaar Model Thana | [7 empty] | Hotel Amania |  |  |  |  | Madina Ashiq Tower Gate-4 house#21-24 | [6 empty] | Chok Mugur Toli H-108 Pppular store-6 | [7 empty] | Monira Mosjid Opp.H-63 Midford road | [18 empty] | Siraj Tower / Alam Store / Rocket Chata | [29 empty] | Imamgong POP 84 chokmogol toli Hazi Shiraj tower
[37 empty] | T J B - 1 | [5 empty] | T J B - 1 | [8 empty] | T J B | [6 empty] | T J B | [6 empty] | TJB - 1 | [7 empty] | TJB | [14 empty] | TJB - 1 | [6 empty] | TJB | [6 empty] | TJB - 2 | [7 empty] | TJB - 3 | [6 empty] | TJB | [16 empty] | TJB | [5 empty] | TJB |  |  |  | TJB | [5 empty] | TJB | [6 empty] | TJB | [5 empty] | TJB | [35 empty] | TJB | [51 empty] | Shahidul |  |  |  |  | TJB-2 |  |  |  | TJB-1 |  |  |  |  | 351 |  |  | TJB-2 | [38 empty] | TJB
[35 empty] | ID - 1613 | 1362 | Monir | 1363 |  | ID - 1613 |  | 1414 | Monir | 1418 |  | ID - 1613 |  |  |  |  | 1458 |  | 123 |  |  | ID - 1613 |  | 199 |  | 1494 |  | ID - 1613 | 1835 | [6 empty] | 801 | ID - 1613 |  | 995 | Jewel | 999 | ID - 1613 | [10 empty] | ID - 1613 | 1325 | Jewel | 1506 | ID - 735 |  |  |  | 1634 | Shamim | 1637 |  | ID - 735 |  |  | 1671 | Jewel | 1674 |  | ID - 735 |  |  |  | 1834 | Jewel | 2428 |  |  |  | ID - 2268 | 2232 | Jewel | 1180 | ID - 2268 |  | 1039 |  | 793 |  | ID#1732 |  | 748 | ID - 2268 | 1015 |  | ID - 2268 |  | 899 | Kamol | 1560 | ID - 2268 |  |  | 1490 | Monir | 832 | ID#3130 | 798 | Monir | 1473 |  | ID - 2268 |  | 1381 | Monir | 1378 |  | ID - 2268 |  |  | 1181 | Kamol | 2010 |  |  | ID - 2268 | 1894 | Monir | 1891 | [31 empty] | ID - 2268 |  | 1561 | Ratan | [6 empty] | 1264 | [10 empty] | ID - 1230 | 1201 | Ratan | 1199 | ID - 1230 |  |  |  | 804 | Monir | 967 |  |  | ID2901 | 1112 | Monir | 744 | ID - 1230 | 627 | Monir | 6853 | ID - 1409 |  |  |  | 6717 | Monir |  |  |  |  | 605 | ID#2229 | 507 |  | 907 |  | ID - 2277 | 1103 |  | 1659 | ID#1451 | 1659 |  | 1103 |  |  |  | ID - 2277 |  | 1323 |  | 520 | ID - 2277 |  | 608 |  | 616 |  | ID - 2277 |  |  | 686 |  | 4769 |  |  | ID#2808 |  |  | 4719 |  | 696 |  |  | ID#2277 | [13 empty] | 833 | Kamol | [24 empty] | 1083 |  | ID - 5410 |  | 991
[37 empty] | Blue | [5 empty] | Blue | [25 empty] | Blue |  |  |  |  | Blue | [14 empty] | Blue | [6 empty] | Blue | [6 empty] | Blue | [7 empty] | Blue | [6 empty] | Blue |  |  |  |  | Blue | [11 empty] | Blue | [5 empty] | Blue |  |  |  | Blue | [5 empty] | Blue | [6 empty] | Blue | [5 empty] | Blue | [35 empty] | Blue |  |  |  | Blue | 2510 | Blue | [10 empty] | Gazi - Lalbag |  |  | Blue | [6 empty] | Blue | [5 empty] | Blue |  |  |  | Blue |  |  |  | Gazi - Lalbag |  |  | Blue | 1930 | Blue |  | Blue |  |  |  | Blue | [16 empty] | Blue |  |  |  |  | Blue | [6 empty] | Blue | [7 empty] | Blue | [18 empty] | Blue | [13 empty] | 2224 | Blue | [8 empty] | Blue |  |  |  |  | Imamgong Wimax POP connected with Malitola Wimax POP | Blue
[37 empty] | Orange | [5 empty] | Orange | [25 empty] | Orange |  |  |  |  | Orange | [14 empty] | Orange | Trans | [27 empty] | Orange |  |  |  |  | Orange | [11 empty] | Orange | [5 empty] | Orange |  |  |  | Orange | [5 empty] | Orange | [6 empty] | Orange | [5 empty] | Orange | [35 empty] | Orange | [5 empty] | Orange | [13 empty] | Orange | [6 empty] | Orange | [5 empty] | Orange |  |  |  | Orange | [6 empty] | Orange |  |  |  | Orange |  |  |  | Orange | [16 empty] | Orange | Meghna Bank |  |  |  | Orange | [6 empty] | Orange | [7 empty] | Orange | [18 empty] | Orange | White |  | 2224 | [20 empty] | Orange |  |  |  |  | Elephant Road POP To Imamgonj POP | Orange
[37 empty] | Green | [5 empty] | Green | [8 empty] | Green | [6 empty] | Green |  |  |  |  | Green |  |  |  |  | Green |  |  |  |  | Green | [13 empty] | Dhaka Bank - Market | Green | [28 empty] | Green |  |  |  |  | Green | [11 empty] | Green | [5 empty] | Green |  |  |  | Green | [5 empty] | Green | [6 empty] | Green | [5 empty] | Green | [35 empty] | Green | [5 empty] | Green | [13 empty] | Green | [6 empty] | Green | [5 empty] | Green |  |  |  | Green | [6 empty] | Green |  |  |  | Green |  |  |  | Green | [16 empty] | Green |  |  |  |  | Green | [6 empty] | Green | [7 empty] | Green | [18 empty] | Green | [23 empty] | Green |  |  |  |  | Brisk System | Green
[37 empty] | Brown | [5 empty] | Brown | [8 empty] | Brown | [6 empty] | Brown |  |  |  |  | Brown |  |  |  |  | Brown |  |  |  |  | Brown | [14 empty] | Brown | [6 empty] | Trans | [6 empty] | Trans | [7 empty] | Trans | Brown | [5 empty] | Brown |  |  |  |  | Brown | Trans |  |  |  | Trans | Brown | [5 empty] | Brown | [5 empty] | Brown |  |  |  | Brown | [5 empty] | Brown | [6 empty] | Brown | [5 empty] | Brown | [35 empty] | Brown | [5 empty] | White | [13 empty] | White | [6 empty] | White | Trans |  |  |  | Trans | White |  |  |  | White | [6 empty] | White |  |  |  | Brown |  |  |  | White | [16 empty] | Brown | JH Global |  |  |  | Brown | [6 empty] | Brown | [7 empty] | Brown | [18 empty] | Brown | [23 empty] | Brown |  |  |  |  | Islami Bank - Sadar Ghat Branch (Secondary) | Brown
[43 empty] | Slate | [8 empty] | Slate | [6 empty] | Slate |  |  |  |  | Slate |  |  |  |  | Slate |  |  |  |  | Slate | [14 empty] | Slate | [242 empty] | Slate | [5 empty] | Slate
[285 empty] | See Motijheel POP Malitola POP Sheet | [5 empty] | Arbo Traders Mirport Rd /Shapla Plaa
[43 empty] | White | [8 empty] | White | [6 empty] | White |  |  |  |  | White |  |  |  |  | White |  |  |  |  | White | [14 empty] | White | [201 empty] | TJB | [40 empty] | White | [5 empty] | White
[204 empty] | 06core | [82 empty] | ID#834 |  |  | 1895 | Raton | 1902 |  |  |  |  | ID#834 | [9 empty] | 2224
[43 empty] | Red | [24 empty] | Orange | Red |  |  |  | ICMAB | Red | [216 empty] | Blue | [40 empty] | Red | [5 empty] | Red
ID - 4142
[43 empty] | Black | [247 empty] | Orange | [16 empty] | Orange | [23 empty] | Black | [5 empty] | Black
[190 empty] | Near Purana Polton Mohila Degree College Signborad POC | [7 empty] | Sohid DR. Fazla Rabbi Hall Gate / Near Bodrunnasa College / Bakshi Bazar Summit POC
[31 empty] | 646 | 421 | 225 | [9 empty] | yellow | [154 empty] | Color | [92 empty] | Green | [40 empty] | Yellow | [5 empty] | Yellow
[31 empty] | 5452 | 5423 | 29 | [21 empty] | 646 | 421 | 225
[31 empty] | 6637 | 6570 | 67 | [9 empty] | Violet | [11 empty] | 5452 | 5423 | 29 | [132 empty] | Blue |  | NTTN 3250M |  |  |  | NTTN 3250M |  | Blue | [92 empty] | Brown | [16 empty] | Brown | [23 empty] | Violet | [5 empty] | Violet
[31 empty] | 462 | 382 | 80 | [21 empty] | 6637 | 6570 | 67
[31 empty] | 1362 | 1327 | 35 | [9 empty] | Pink | [11 empty] | 462 | 382 | 80 | [132 empty] | Orange | [7 empty] | Orange | [92 empty] | Slate | SEBL-Imamgonj | [15 empty] | Slate | [23 empty] | Pink | [5 empty] | Pink
[31 empty] | 1414 | 1363 | 51 | [21 empty] | 1458 | 1418 | 40
[31 empty] | 1458 | 1418 | 40 | [9 empty] | trans | [11 empty] | 199 | 123 | 76 | [132 empty] | Green | [7 empty] | Green | [92 empty] | White | [16 empty] | White | [23 empty] | Transparent | [5 empty] | Transparent
[31 empty] | 199 | 123 | 76 | [21 empty] | 1835 | 1494 | 341 | [118 empty] | ID#5717
[31 empty] | 1835 | 1494 | 341 | [21 empty] | 995 | 801 | 194 | [122 empty] | ID#3130 | [9 empty] | Brown | [7 empty] | Brown | [92 empty] | Red | [16 empty] | Red
[31 empty] | 995 | 801 | 194 | [21 empty] | 1325 | 999 | 326
[31 empty] | 1325 | 999 | 326 | [21 empty] | 1671 | 1506 | 165 | [118 empty] | 4210 |  | 905 | [11 empty] | Slate | [7 empty] | Slate | [92 empty] | Black | [30 empty] | ID#834
[55 empty] | 1834 | 1674 | 160 | [118 empty] | Near Purana Polton Mohila Degree College Signborad POC TJB Monir |  | Or+Or
[55 empty] | 2428 | 2232 | 196 | [118 empty] | 839 |  | 839 | [11 empty] | White | [100 empty] | Yellow | [11 empty] | ID - 834 |  |  |  | 2224 | Yellow
[55 empty] | 1180 | 1039 | 141
[55 empty] | 793 | 748 | 45 | [132 empty] | Red | [100 empty] | Violet | [16 empty] | Violet
[55 empty] | 1015 | 899 | 116
[55 empty] | 1560 | 1490 | 70 | [132 empty] | Black | [100 empty] | Pink | [16 empty] | Pink | Pink
[55 empty] | 832 | 798 | 34 | [206 empty] | ID#2277
[55 empty] | 1473 | 1381 | 92 | [118 empty] | ID - 970 |  | ID - 970 | [11 empty] | Yellow | [100 empty] | Transparent | [16 empty] | Transparent
[55 empty] | 1378 | 1181 | 197
[55 empty] | 2010 | 1894 | 116 | [132 empty] | Violet
[55 empty] | 1891 | 1561 | 330
[55 empty] | 1264 | 1201 | 63 | [132 empty] | Pink
[55 empty] | 1199 | 804 | 395
[55 empty] | 1112 | 967 | 145 | [132 empty] | Transparent | [147 empty] | Imamgong POP 84 chokmogol toli Hazi Shiraj tower(Fiber Box)
[55 empty] | 744 | 627 | 117
[55 empty] | 6853 | 6717 | 136 | [212 empty] | 370 | [24 empty] | ID#8677 | [11 empty] | 660 | [25 empty] | 1661 |  | ID#8677 |  | 1759 | Raton
[55 empty] | 605 | 507 | 98 | [210 empty] | Green | Blue | [38 empty] | Blue | [16 empty] | Blue | [6 empty] | Blue |  |  |  |  | DBBL Lalbagh ATM | Blue
[55 empty] | 1103 | 907 | 196
[55 empty] | 1323 | 1103 | 220 | [210 empty] | Blue | Orange | [54 empty] | 660 | Orange | [6 empty] | Orange |  |  |  |  | EBL Chawlkbazaar | Orange
[55 empty] | 608 | 520 | 88 | [118 empty] | Cable Goes to Meherba Back bone
[55 empty] | 686 | 616 | 70 | [210 empty] | Orange | Green | [59 empty] | ID - 1487 | 208 | Green | Green | AIBL |  |  |  | AIBL MouloviBazaar | Green |  | Mikrotik=7
[55 empty] | 4769 | 4719 | 50
[55 empty] | 833 | 696 | 137 | [274 empty] | Brown |  |  |  |  | SEBL Islampur | Brown |  | Mikrotik=8
[55 empty] | 1083 | 991 | 92
[332 empty] | Slate |  |  |  |  | SEBL =-Imamgonj | Slate |  | Mikrotik=6
[308 empty] | White | [23 empty] | White |  |  |  |  | IBBL Lalbagh ATM-2 -2nd link | White
[324 empty] | 2224 | Orange |  |  |  |  | 2224 | Orange | Red |  |  |  |  | IBBL Wisegat Branch | Red |  | Mikrotik=3
[324 empty] | 2224 | Brown | [6 empty] | Black |  |  |  |  | IBBL Sadargat Br | Black |  | Mikrotik=2
[308 empty] | Yellow | [15 empty] | 2224 | Red | [6 empty] | Yellow |  |  |  |  | IBBL Islampur | Yellow
[331 empty] | 2224 | Violet |  |  |  |  | Amanat Shah Group | Violet |  | 10.10.61.111=8
[308 empty] | Pink | [21 empty] | 208 | Orange | Pink |  |  |  |  | IBBL Chalkmugaltoli | Orange
[332 empty] | Transparent |  |  |  |  | IBBL Wiswgat ATM | Transparent
ID - 1487
[337 empty] | Exim Bank / Ma-er-doaa Beriany House | [7 empty] | National Bank | [8 empty] | Nasir Enterprize 2, Molovibazar | [7 empty] | Nasir Enterprize 2, Molovibazar
[337 empty] | TJB | [7 empty] | TJB | [8 empty] | TJB | [7 empty] | TJB
[32 empty] | 331 Elephant Road |  |  |  |  | DR.Chember 329 Elephant Road | [6 empty] | Houes#329-E Elephant Road Opp.Doctor Chember | [21 empty] | Houes#3A Babupura Bhumi Office | [6 empty] | Shandany Eye Hospital H - 33/2, Nilkheet | [7 empty] | Shandany Eye Hospital H - 33/2, Nilkheet | [6 empty] | Gousul Azam Market | [5 empty] | Inside of ICMAB | [238 empty] | ID - 1487 |  |  | 198 | Sumon | 1840 |  | ID - 035 |  |  |  | 1816 | Sumon | 1781 |  |  | ID - 035 |  |  |  | 1751 | Sumon | 298 |  |  | ID - 263 |  |  | 253 | Sumon
[32 empty] | TJB |  |  |  |  | TJB | [6 empty] | TJB | [21 empty] | TJB | [6 empty] | TJB - 1 | [7 empty] | TJB - 2 | [255 empty] | Blue | [7 empty] | Blue | [8 empty] | Blue | [6 empty] | AL-Arafah Islami | Blue
[31 empty] | 8307 | Jewel | 714 |  | ID#32 | 763 | Jewel | 8251 |  | ID#2837 |  |  | 8276 | Jewel | 8279 |  | ID#2837 | [17 empty] | 8076 | Jewel | 8711 |  |  | ID#2837 |  | 8814 | Pobon | 1186 |  |  | ID#2837 |  |  | 1264 | Pobon | 8807 |  |  | ID#2837 |  | 9000 | Jewel | 9001 |  |  |  | 9169 | Jewel
[32 empty] | Blue |  |  |  |  | Blue | [6 empty] | Blue | [21 empty] | Blue | [6 empty] | Blue | [7 empty] | Blue | [6 empty] | Blue | [5 empty] | Blue | [242 empty] | Orange | [7 empty] | Orange | [8 empty] | Orange | [6 empty] | Islami Bank | Orange
[20 empty] | ID#3101 | [11 empty] | Orange |  |  |  |  | Orange | [6 empty] | Orange | [21 empty] | Orange | [6 empty] | Orange | [7 empty] | Orange | [6 empty] | Orange | [5 empty] | Orange | [242 empty] | Green | Blue | [6 empty] | Green | [8 empty] | Green | [7 empty] | Green
[32 empty] | Green |  |  |  |  | Green | [6 empty] | Green | [21 empty] | Green | [6 empty] | Green | [7 empty] | Green | [6 empty] | Green | [5 empty] | Green | [242 empty] | Trans | [7 empty] | Trans | [8 empty] | Trans | [7 empty] | Trans
[32 empty] | Trans |  |  |  |  | Trans | [6 empty] | Trans | [21 empty] | Trans | [6 empty] | Trans | [7 empty] | Trans | [6 empty] | Trans | [5 empty] | Trans
5452
Blue
|  | Elephant Road POP | [6 empty] | ARC Tower / Anondo sweets | [11 empty] | Blue | 1327 |  | ID - 1613 | [41 empty] | Mokbul Tailors/Optics 2000 | [7 empty] | H - 29 ; Elephant Road, Subastu Arched Goli, Eastern Mollica | [14 empty] | Side Of Multiplan Center /Side of Multiplan/Nisita Plaza Car Parking | [15 empty] | Behind of Multiplan Center | [11 empty] | 7th floor Duct Room | [9 empty] | UCC (Multiplan) 7th floor
Switch No & Port | FMC Infromation | [7 empty] | Sumon | [79 empty] | Sumon
|  | Raton | 4408 |  |  |  | ID - 535 | 4209 | Pobon |  |  | 2630 | [8 empty] | 2630 |  |  |  | ID - 2115 | [39 empty] | 2017 |  |  | 2023 | [5 empty] | Sumon | [11 empty] | ID - 2115 |  | 2129 | Jewel | [7 empty] | 471 |  |  | ID#1930 |  |  |  | 598 | Jewel | 622 | [9 empty] | 658 |  | Nrurul | 65 | [5 empty] | 135 |  | Nurul
|  | Blue | [6 empty] | Blue | Green | White | [54 empty] | Green | White | [6 empty] | Green | White | [12 empty] | White | Green | [15 empty] | Blue | [11 empty] | Blue | Blue | [8 empty] | Blue
Level-1, Port - 10 | MC-1310 | Orange | SEBL ERD | [5 empty] | Orange | Blue | [55 empty] | Blue | [7 empty] | Blue | [12 empty] | SEBL |  | Blue | [15 empty] | Orange | [11 empty] | Orange | Orange | [8 empty] | Orange
Level-1 ; Port - 6 | MC - 1310 | Green | UCC Computer - Squre Tower | [5 empty] | Green | Orange | [55 empty] | Orange | [7 empty] | Orange | [14 empty] | Orange | Blue | [14 empty] | Green | [11 empty] | Green | Green | [8 empty] | Green
Level-1, Port - 7 | MC - 1310 | Brown | Dhaka Bank - New Market | [5 empty] | Brown | Green |  | 1327 | ID - 1613 | [52 empty] | Trans | [7 empty] | Trans | [14 empty] | Trans | Blue | [14 empty] | Trans | [11 empty] | Trans | Brown | [8 empty] | Brown
Level-1, Port - 9 | MC - 1310 | Slate | Inpace Management Services | [5 empty] | Slate | Green | Blue | [54 empty] | Green | Blue | [6 empty] | Green | Blue | [12 empty] | Blue | Green | Orange | [27 empty] | Slate | [8 empty] | Slate
Level-1,Port-8 | MC-1310 | White | Islami Bank Bangladesh Ltd ATM Lalbagh |  | Level-1,Port-13 | IBBL New Market ATM Primary link |  |  | White | Orange |  | 1327 | ID - 1613 | [52 empty] | Blue | [7 empty] | Blue | [14 empty] | Blue | [28 empty] | White | [8 empty] | White
Level-1,Port-11 | MC-1310 | Red | Uniglo Bussineess ERD | [5 empty] | Red | Brown |  | 1327 | ID - 1613 | [52 empty] | Green | [7 empty] | Green | [14 empty] | Orange | [28 empty] | Red | [8 empty] | Red
Level-1,Port-12 | MC-1310 | Black | ICMAB Nilkhet 2nd link |  | 607 |  |  |  | Black | Blue |  | 8469 | ID - 2837 | [52 empty] | Blue | [7 empty] | Blue | [14 empty] | Trans | [28 empty] | Black | [8 empty] | Black
Level-1,Port-13 | MC-1310 | Yellow | IBBL New Market ATM Primary link |  | Level-1 ; Port - 5 | IBBL - Primary Link - Elephant Road |  |  | Yellow | Orange | Orange | 5452 | ID - 3101 | [52 empty] | Green | Orange | [6 empty] | Green | Orange | [12 empty] | Orange | Green | [28 empty] | Yellow | [8 empty] | Yellow
Level-1 ; Port - 5 | MC-1310 | Violet | IBBL - Primary Link - Elephant Road |  | Level-1,Port-8 | Islami Bank Bangladesh Ltd ATM Lalbagh |  |  | Violet | Green |  | 5452 | ID - 3101 | [52 empty] | Blue | [7 empty] | Blue | [14 empty] | Blue | [28 empty] | Violet | [8 empty] | Violet
|  | Pink | [6 empty] | Pink | Orange | [55 empty] | Orange | [7 empty] | Orange | [14 empty] | Orange | [28 empty] | Pink | [8 empty] | Pink
|  | Trans | [6 empty] | Trans | Trans | [55 empty] | Trans | [7 empty] | Trans | [14 empty] | Trans | [28 empty] | Transparent | [8 empty] | Transparent
[10 empty] | Green | Green | [54 empty] | Green | Green | [6 empty] | Green | Green | [12 empty] | Green | Green
[10 empty] | Blue | [55 empty] | Blue | [7 empty] | Blue | [14 empty] | Blue
[10 empty] | Orange | [55 empty] | Orange | [7 empty] | Orange | [14 empty] | Orange | [17 empty] | OPP.House-36/7 Mirpur Raod | [7 empty] | H - Opp. 36/7 Basundhara Goli, Green Road |  |  |  |  | House#44 Bashundhara Goli | [5 empty] | 42/1 bindu tower |  |  |  |  | kura Laibary 36/7 Basundhara Goli Mirpur Road
[10 empty] | Trans | [55 empty] | Trans | [7 empty] | Trans | [14 empty] | Trans | [7 empty] | 1361 |  |  | ID#686 | [6 empty] | Jewel | 2760 |  | ID - 1307 |  |  |  | 2724 | Zahid | 2712 | ID - 1307 |  | 2667 | Jewel | 944 |  | ID - 605 |  | 1783 | Jewel | *** |  |  | *** | Sumon
[97 empty] | Blue | [8 empty] | 1189 | Blue | 2760 |  | ID#1307 |  |  |  |  | Blue |  |  |  | 2667 | Blue | 944 | ID#605 |  |  |  | Blue |  |  |  | UCC | Blue
[10 empty] | Green | Brown | [54 empty] | Green | Brown | [6 empty] | Green | Brown | [12 empty] | Brown | Green
[97 empty] | Orange | [9 empty] | Orange | [7 empty] | Orange |  |  |  |  | Orange | [5 empty] | Orange |  |  |  |  | Orange
[10 empty] | Blue | [55 empty] | Blue | [7 empty] | Blue | [14 empty] | Blue
[97 empty] | Green | [9 empty] | Green | [7 empty] | Green |  |  |  |  | Green | [5 empty] | Green |  |  |  |  | Green
[10 empty] | Orange | [55 empty] | Orange | [7 empty] | Orange | [14 empty] | Orange
[97 empty] | Brown | [9 empty] | Brown | 600 | [6 empty] | Trans |  |  |  |  | Trans | [5 empty] | Brown |  |  |  |  | Brown
[10 empty] | Trans | [55 empty] | Trans | [7 empty] | Trans | [14 empty] | Trans
[97 empty] | Slate | [9 empty] | Slate | [18 empty] | Slate |  |  |  |  | Slate
[10 empty] | Green | Slate | [54 empty] | Green | Slate | [6 empty] | Green | Slate | [12 empty] | Slate | Green
[97 empty] | Trans | [9 empty] | Trans | [18 empty] | Trans |  |  |  |  | Trans
[10 empty] | Blue | [55 empty] | Blue | [7 empty] | Blue | [14 empty] | Blue
[10 empty] | Orange | [55 empty] | Orange | [7 empty] | Orange | [14 empty] | Orange
[10 empty] | Trans | [55 empty] | Trans | [7 empty] | Trans | [14 empty] | Trans | [20 empty] | ID#209
[91 empty] | Blue |  | Orange
[91 empty] | 1671 |  | 1671
[119 empty] | DBBL FT ; 33 Mirpur Road | [8 empty] | Jahan Mension Shopping Center 29,Mirpur Raod | [10 empty] | Sunmoon Tailors HG - 26/3/4 Mirpur Road | [7 empty] | Billah Garmets Shop-06 Badrueja Super market | [5 empty] | Inside IBBL New Market
[119 empty] | TJB | [8 empty] | TJB | [10 empty] | TJB
[118 empty] | 782 | Pobon | 6749 |  |  |  | ID - 2275 |  |  | 6651 | Zahid | 1332 |  |  |  | ID - 2070 |  |  |  |  | 1410 | Zahid | 938 |  |  |  | ID#209 |  | 1075 | Jewel | 2250 |  | ID#905 |  | 2350
[119 empty] | Blue | [8 empty] | Blue | [10 empty] | Blue | [7 empty] | Blue | [5 empty] | Blue
[119 empty] | Orange | [8 empty] | Orange | [10 empty] | Orange | [7 empty] | Orange | [5 empty] | Orange
[119 empty] | Green | [8 empty] | Green | [10 empty] | Green | [7 empty] | Green | [5 empty] | Green
[119 empty] | Trans | [8 empty] | Trans | [10 empty] | Trans | [7 empty] | Trans | [5 empty] | Trans
Cables comes from planners
See Pla_newmarket Sheet
[68 empty] | ARC Tower POC | [32 empty] | Elephent Road Wimax POP
[66 empty] | 537 |  | 537 |  | 537 |  | 537 |  | 537 |  | 537 |  | 537 | [22 empty] | 650 |  | 650 |  | 650
[66 empty] | Red |  | White |  | Slate |  | Brown |  | Green |  | Orange |  | Blue
[101 empty] | ID-5445 |  | ID-5445 |  | ID-5445
[78 empty] | ID#5228 | [21 empty] | ARC Tower / Anondo sweets | [11 empty] | Bank Asia Elephent Road | [9 empty] | opp Eastern Mollika/Lucky Super Shop |  |  |  | Opp DBBL FT/ Oshod Gor House#347 |  |  |  | New Steel Store |  |  |  | Opp Trust Bank | [13 empty] | Opp Hamdard |  |  |  |  | Nur Manson Elephant Road |  |  |  | Nur Manson Elephant Road |  |  |  |  | New Market 2nd Gate | [6 empty] | Opp New Market Over Bridge |  |  |  |  | Off Telegrap Office side of BTCL |  |  |  |  | Dhaka Bank Road Corssing |  |  |  | Dhaka Bank Roof Top TJB
[100 empty] | TJB | [11 empty] | TJB | [9 empty] | TJB |  |  |  | TJB |  |  |  | TJB |  |  |  | Jewel | [13 empty] | Jewel | [8 empty] | Jewel | [7 empty] | TJB |  |  |  | TJB |  |  |  |  | TJB |  |  |  |  | TJB |  |  |  | TJB
[99 empty] | 525 | Sumon | [8 empty] | 2133 | ID#1263 | 2234 | Sumon | [6 empty] | 4273 | ID#1733 | 4335 | Sumon | 1292 | ID#2430 | 1357 | Amir | 4337 | ID#1733 | 4387 | Raton | 1413 | ID#2430 | 1463 |  |  | 283 | ID#5873 | [9 empty] | 150 |  |  | 1104 | ID#0851 | 1134 |  | 1137 | ID#0851 | 1214 |  |  | 149 | ID#5866 | 101 |  | Jewel |  |  | 646 | ID#0548 | 807 | Sumon |  | 149 | ID#506 | 1 | Sumon |  | 239 | ID#5338 | 70 | Sumon | 1950 | ID#1525 | 1818 | Sumon
[100 empty] | Blue | 421 | [6 empty] | Blue |  |  |  | Blue | [5 empty] | Blue |  |  |  | Blue |  |  |  | Blue |  |  |  | Blue |  | PHOTO LOUNGE |  | Blue | Blue | [12 empty] | Blue | Blue |  |  |  | Blue |  |  |  | Blue | Blue |  |  |  | Blue |  |  | Blue |  |  |  | Blue | Blue |  |  |  | Blue | Blue |  |  |  | Blue |  |  |  | Blue
[100 empty] | Orange | 421 |  |  |  | 421 |  |  | Orange |  |  |  | Orange | [5 empty] | Orange |  |  |  | Orange |  |  |  | Orange |  |  |  | Orange |  | TRUST BANK LTD. |  | Orange | Orange | [12 empty] | Orange | Orange |  |  |  | Orange |  |  |  | Orange | Orange |  |  |  | Orange |  |  | Orange |  |  |  | Orange | Orange |  |  |  | Orange | Orange |  |  |  | Orange |  |  |  | Orange
[100 empty] | Green | [7 empty] | Green |  |  |  | Green | [5 empty] | Green |  |  | EBL | Green |  |  |  | Green |  |  |  | Green |  |  |  | Green | Green | [12 empty] | Green | Green |  |  |  | Green |  |  |  | Green | Green |  |  |  | Green |  |  | Green |  |  |  | Green | Green |  |  |  | Green | Green |  |  |  | Green |  |  |  | Green
[100 empty] | Brown | Orange | 5812 | [5 empty] | Brown |  |  |  | Brown | [5 empty] | Borwn |  |  |  | Brown |  |  |  | Brown |  |  |  | Brown |  |  |  | Trans | Borwn | [12 empty] | Borwn | Trans |  |  |  | Trans |  |  |  | Trans | Borwn |  |  |  | Borwn |  |  | Brown |  |  |  | Brown | Trans |  |  |  | Borwn | Trans |  |  |  | Trans |  |  |  | Trans
[100 empty] | Slate | [7 empty] | Slate |  |  |  | Slate | [5 empty] | Slate |  |  |  | Slate |  |  |  | Slate |  |  |  | Slate |  |  |  |  | Slate | [12 empty] | Slate | [9 empty] | Slate |  |  |  | Slate |  |  | Slate |  |  |  | Slate |  |  |  |  | Slate
[99 empty] | AIBL | White | Blue | 5812 | [5 empty] | Trans |  |  |  | Trans | [5 empty] | Trans |  |  |  | Trans |  |  |  | Trans |  |  |  | Trans |  |  |  |  | Trans | [12 empty] | Trans | [9 empty] | Trans |  |  |  | Trans |  |  | White |  |  |  | White |  |  |  |  | Trans
[100 empty] | Red | Brown | [63 empty] | Red |  |  |  | Red
[100 empty] | Black | [64 empty] | Black |  |  |  | Black
[113 empty] | Markential Bank, Elephant Road | [8 empty] | 75 Elephent Road |  |  |  | Front of Al -Arafah Elephant Road
[100 empty] | Yellow | [12 empty] | TJB | [8 empty] | TJB |  |  |  | TJB | [38 empty] | Yellow |  |  |  | Yellow
[112 empty] | 5674 | Sumon | 442 |  |  | ID#5219 |  |  |  | 478 | Sumon | 1174 | ID#5654 | 1093 | Sumon
[100 empty] | Violet | [8 empty] | ID#306 |  |  |  | Blue | [8 empty] | Blue |  |  |  | Blue | [38 empty] | Violet |  |  |  | Violet
[100 empty] | Pink | [12 empty] | Orange | [8 empty] | Orange |  |  |  | Orange | [38 empty] | Pink |  |  |  | Pink
[100 empty] | Trans | [12 empty] | Green | [8 empty] | Green |  |  |  | Green | [38 empty] | Trans |  |  |  | Trans
[113 empty] | Trans | [8 empty] | Brown |  |  |  | Trans
Note on JS193: Gazi Sagunbagicha office To Gazi Twin Tower office P2P 4 Blue=06 Blue via L-306, Kakrail Moor (North), Ishakha Hotel LDP
Note on HO205: Gazi Sagunbagicha office To Gazi Twin Tower office P2P 6White
Note on HS205: Gazi Sagunbagicha office To Gazi Twin Tower office P2P 6White=6White
Note on IB205: Gazi Sagunbagicha office To Gazi Twin Tower office P2P 4 Blue=12 Blue via L-306, Kakrail Moor (North), Ishakha Hotel LDP
Note on LD205: Gazi Tank Polton Office To Gazi Tyre Lalbagh Office Primary 4Blue
Note on MO205: Gazi Tank Polton Office To Gazi Tyre Lalbagh Office Primary 4Blue
Note on OF205: Gazi Tank Polton Office To Gazi Tyre Lalbagh Office Primary 4Blue
Note on IB207: Gazi Sagunbagicha office To Gazi Tank Polton office P2P 4 Orange=4Orange
Note on II207: Gazi Sagunbagicha office To Gazi Tank Polton office P2P 4 Orange
Note on IO207: Gazi Sagunbagicha office To Gazi Tank Polton office P2P 4 Orange
Note on IU207: Gazi Sagunbagicha office To Gazi Tank Polton office P2P 4 Orange
Note on JA207: Gazi Sagunbagicha office To Gazi Tank Polton office P2P 4 Orange
Note on JG207: Gazi Sagunbagicha office To Gazi Tank Polton office P2P 4 Orange
Note on JP207: Gazi Sagunbagicha office To Gazi Tank Polton office P2P 4 Orange
Note on JT207: Gazi Sagunbagicha office To Gazi Tank Polton office P2P 4 Orange
Note on JX207: Gazi Sagunbagicha office To Gazi Tank Polton office P2P 4 Orange
Note on KC207: Gazi Sagunbagicha office To Gazi Tank Polton office P2P 4 Orange
Note on KI207: Gazi Sagunbagicha office To Gazi Tank Polton office P2P 4 Orange
Note on LD207: Gazi Tank Office To Gazi Sagunbagicha Office P2P 4Orange
Note on MO207: Gazi Tank Office To Gazi Sagunbagicha Office P2P 4Orange
Note on OF207: Gazi Tank Office To Gazi Sagunbagicha Office P2P 4Orange
Note on II209: Planners To Meherba POP Connected From Planners POP Sonartori LDP To Matsha Bhaban LDP 04 Green
Note on IO209: Planners To Meherba POP Connected From Planners POP Sonartori LDP To Matsha Bhaban LDP 04 Green
Note on IU209: Planners To Meherba POP Connected From Planners POP Sonartori LDP To Matsha Bhaban LDP 04 Green
Note on JA209: Planners To Meherba POP Connected From Planners POP Sonartori LDP To Matsha Bhaban LDP 04 Green
Note on JG209: Planners To Meherba POP Connected From Planners POP Sonartori LDP To Matsha Bhaban LDP 04 Green
Note on JP209: Planners To Meherba POP Connected From Planners POP Sonartori LDP To Matsha Bhaban LDP 04 Green
Note on JT209: Planners To Meherba POP Connected From Planners POP Sonartori LDP To Matsha Bhaban LDP 04 Green
Note on JX209: Planners To Meherba POP Connected From Planners POP Sonartori LDP To Matsha Bhaban LDP 04 Green
Note on KC209: Planners To Meherba POP Connected From Planners POP Sonartori LDP To Matsha Bhaban LDP 04 Green
Note on KI209: Planners To Meherba POP Connected From Planners POP Sonartori LDP To Matsha Bhaban LDP 04 Green
Note on OF209: Author:
Note on HO215: Gazi Sagunbagicha office To Gazi Tank Polton office P2P 6Trans
Note on HS215: Gazi Sagunbagicha office To Gazi Tank Polton office P2P 6Trans=6Trans
Note on HS221: Gazi Sagunbagicha office To Gazi Twin Tower office P2P 6White=6White
Note on LD225: Gazi Sagunbagicha office To Gazi Twin Tower office P2P 4 Blue via L - 306, Kakrail More (North), Ishakha Hotel LDP
Note on MO225: Gazi Sagunbagicha office To Gazi Twin Tower office P2P 4 Blue=4Blue
Note on OF225: Gazi Sagunbagicha office To Gazi Twin Tower office P2P 4 Blue
Note on HS231: Gazi Sagunbagicha office To Gazi Tank Polton office P2P 12Trans=4Blue
Note on LV233: Author:
Note on AH244: Planners POP connected with Elephent road POP via Banglamotor F.O POC =12Blue
Note on AJ244: Elephent road wimax POP to Dhanmondi 4 POP connected via ARC Tower POC via Dhanmondi 5 Fatema orcihid POC =12Orange
Note on AL244: PHOTO LOUNGE 19,Elefent Road, 4th Floor Dhaka, Newmarket, Dhaka, connected from Planners POP
Note on AN244: Al Arafah Islami Bank Ltd. Elephant Road Branch, 91, New Elephent Road connected from Planner POP =12White
Note on AR244: Trust Bank Elephent road Branch M.R. Mansion (1st floor),19, Elephant Road,Dhaka connected from Planners POP =12Slate
Note on AT244: HI-TECH Furniture. 272/B Elephant Road (3rd Floor), Dhaka-1205.connected from Planners POP 12Brown
Note on AV244: EBL Eastern Mollika Offsite ATM Eastern Mollika Shopping City, 26/ 1-2 Elephant Road. Dhaka connected from Planner POP connected from Planner POP 12Green
Note on LD246: Gazi Tank Polton Office To Gazi Tyre Lalbagh Office Primary 4Blue
Note on LH246: Gazi Tank Polton Office To Gazi Tyre Lalbagh Office Primary 4Blue
Note on LW246: Gazi Tank Polton Office To Gazi Tyre Lalbagh Office Primary 4Blue
Note on MH246: Gazi Tank Polton Office To Gazi Tyre Lalbagh Office Primary 4Blue
Note on ML246: Gazi Tank Polton Office To Gazi Tyre Lalbagh Office Primary 4Blue
Note on MS246: Gazi Tank Polton Office To Gazi Tyre Lalbagh Office Primary 4Blue
Note on NY246: Gazi Tank Polton Office To Gazi Tyre Lalbagh Office Primary 4Blue
Note on OK246: Gazi Tank Polton Office To Gazi Tyre Lalbagh Office Primary 4Blue
Note on LW248: Islami Bank Bangladesh Ltd 2nd link from Malitola POP Site Location: Lalbag 2nd ATM, Ground floor of 35, Shayestha Khan Road, Posta, Lalbag, Dhaka, Lalbagh, Dhaka, Dhaka 4Oange+4Orange
Note on MH248: Islami Bank Bangladesh Ltd 2nd link from Malitola POP Site Location: Lalbag 2nd ATM, Ground floor of 35, Shayestha Khan Road, Posta, Lalbag, Dhaka, Lalbagh, Dhaka, Dhaka 4Oange+4Orange
Note on ML248: Islami Bank Bangladesh Ltd 2nd link from Malitola POP Site Location: Lalbag 2nd ATM, Ground floor of 35, Shayestha Khan Road, Posta, Lalbag, Dhaka, Lalbagh, Dhaka, Dhaka 4Oange+4Orange
Note on MS248: Islami Bank Bangladesh Ltd 2nd link from Malitola POP Site Location: Lalbag 2nd ATM, Ground floor of 35, Shayestha Khan Road, Posta, Lalbag, Dhaka, Lalbagh, Dhaka, Dhaka 4Oange+4Orange
Note on MY248: Islami Bank Bangladesh Ltd 2nd link from Malitola POP Site Location: Lalbag 2nd ATM, Ground floor of 35, Shayestha Khan Road, Posta, Lalbag, Dhaka, Lalbagh, Dhaka, Dhaka 4Oange+4Orange
Note on NY248: Islami Bank Bangladesh Ltd 2nd link from Malitola POP Site Location: Lalbag 2nd ATM, Ground floor of 35, Shayestha Khan Road, Posta, Lalbag, Dhaka, Lalbagh, Dhaka, Dhaka 4Oange+4Orange
Note on NY250: Gazi Tyre Lalbagh office Secondary Link vai Summit Communication
Note on OK250: Gazi Tyre Lalbagh office Secondary Link vai Summit Communication
Note on LS254: EBL
Note on OF264: Islami Bank Bangladesh Ltd 2nd link from Malitola POP Site Location: Lalbag 2nd ATM, Ground floor of 35, Shayestha Khan Road, Posta, Lalbag, Dhaka, Lalbagh, Dhaka, Dhaka 4Oange+4Orange
Note on R269: Planners POP connected with Elephent road POP via Banglamotor F.O POC 12Blue=12Blue
Note on AB269: Planners POP connected with Elephent road POP via Banglamotor F.O POC 12Blue=12Blue
Note on AL269: PHOTO LOUNGE 19,Elefent Road, 4th Floor Dhaka, Newmarket, Dhaka, connected from Planners POP 12Red = 6 Brown
Note on AN269: Al Arafah Islami Bank , 91, New Elephent Road connected form Planners POP 12white=4Blue (1293----ID35664------- 75 Elephent Road TJB Amir ID#5219 (1189--479) -------- Markential Bank TJB Amir (443---1213) ID#554 Front of Al arafah TJB(1093-) -- )
Note on AR269: Trust Bank Elephent road Branch M.R. Mansion (1st floor),19, Elephant Road,Dhaka connected from Planners POP 12Slate=6Slate
Note on AT269: HI-TECH Furniture. 272/B Elephant Road (3rd Floor), Dhaka-1205.connected from Planners POP 12 Brown = 4Orange
Note on AV269: EBL Eastern Mollika Offsite ATM Eastern Mollika Shopping City, 26/ 1-2 Elephant Road. Dhaka connected from Planner POP connected from Planner POP 12Green=6Green
Note on R271: Elephent road wimax POP to Dhanmondi 4 POP connected via ARC Tower POC via Dhanmondi 5 Fatema orcihid POC =12Orange
Note on AB271: Elephent road wimax POP to Dhanmondi 4 POP connected via ARC Tower POC via Dhanmondi 5 Fatema orcihid POC 12Orange=12Orange
Note on BI271: Al Arafah Islami Bank , 91, New Elephent Road connected form Planners POP 4 Blue= 4Blue
Note on BR271: Al Arafah Islami Bank , 91, New Elephent Road connected form Planners POP 4 Blue= 4Blue
Note on BY271: Al Arafah Islami Bank , 91, New Elephent Road connected form Planners POP 4 Blue= 4Blue (2000----2050) ID#299
Note on R273: Elephent Road POP To Imamgon POP 12 Green
Note on AB273: Elephent Road POP To Imamgon POP 12 Green = 04Blue
Note on BI273: HI-TECH Furniture. 272/B Elephant Road (3rd Floor), Dhaka-1205.connected from Planners POP 4 Orange = 4Blue (5357-------Sunset of Hi-Tech furniture(5210+5208)------------------ 5192) ID#405
Note on BI275: Islami Bank Bangladesh Ltd - 1st Link - Elephant Road Branch; Chowrangi Bhaban, 124/A, Elephant Road, Shahbag, Dhaka ERM - 10432 Connected from Elephant Road 04Green + 04Blue (6500----------ID-2275-----------6231)Pobon
Note on PU279: Islami Bank Bangladesh Ltd 2nd link from Malitola POP Site Location: Lalbag 2nd ATM, Ground floor of 35, Shayestha Khan Road, Posta, Lalbag, Dhaka, Lalbagh, Dhaka, Dhaka 4Oange+4Orange
Note on AF282: Islami Bank - Primary Link - Elephant Road Branch; Chowrangi Bhaban, 124/A, Elephant Road, Shahbag, Dhaka Connected from Elephant Road POP 04Green+04Green
Note on MB282: Islami Bank Bangladesh Ltd Site Location: Lalbag 2nd ATM, Ground floor of 35, Shayestha Khan Road, Posta, Lalbag, Dhaka, Lalbagh, Dhaka, Dhaka 4Oange+4Orange
Note on MI282: Islami Bank Bangladesh Ltd Site Location: Lalbag 2nd ATM, Ground floor of 35, Shayestha Khan Road, Posta, Lalbag, Dhaka, Lalbagh, Dhaka, Dhaka 4Oange+4Orange
Note on MR282: Islami Bank Bangladesh Ltd Site Location: Lalbag 2nd ATM, Ground floor of 35, Shayestha Khan Road, Posta, Lalbag, Dhaka, Lalbagh, Dhaka, Dhaka 4Oange+4Orange
Note on MX282: Islami Bank Bangladesh Ltd Site Location: Lalbag 2nd ATM, Ground floor of 35, Shayestha Khan Road, Posta, Lalbag, Dhaka, Lalbagh, Dhaka, Dhaka 4Oange+4Orange
Note on NH282: Islami Bank Bangladesh Ltd Site Location: Lalbag 2nd ATM, Ground floor of 35, Shayestha Khan Road, Posta, Lalbag, Dhaka, Lalbagh, Dhaka, Dhaka 4Oange+4Orange
Note on NO282: Islami Bank Bangladesh Ltd Site Location: Lalbag 2nd ATM, Ground floor of 35, Shayestha Khan Road, Posta, Lalbag, Dhaka, Lalbagh, Dhaka, Dhaka 4Oange+4Orange
Note on NT282: Islami Bank Bangladesh Ltd Site Location: Lalbag 2nd ATM, Ground floor of 35, Shayestha Khan Road, Posta, Lalbag, Dhaka, Lalbagh, Dhaka, Dhaka 4Oange+4Orange
Note on OD282: Islami Bank Bangladesh Ltd Site Location: Lalbag 2nd ATM, Ground floor of 35, Shayestha Khan Road, Posta, Lalbag, Dhaka, Lalbagh, Dhaka, Dhaka 4Oange+4Orange
Note on PL282: Islami Bank Bangladesh Ltd Site Location: Lalbag 2nd ATM, Ground floor of 35, Shayestha Khan Road, Posta, Lalbag, Dhaka, Lalbagh, Dhaka, Dhaka 4Oange+4Orange
Note on PP282: Islami Bank Bangladesh Ltd Site Location: Lalbag 2nd ATM, Ground floor of 35, Shayestha Khan Road, Posta, Lalbag, Dhaka, Lalbagh, Dhaka, Dhaka 4Orange+4Blue
Note on MB284: DBBL - Lalbagh ATM (Booth: B0086), 92, Lalbagh Road, Lalbagh, Dhaka ERM - 8943 Connected from Imamgonj POP 04Green
Note on MI284: DBBL - Lalbagh ATM (Booth: B0086), 92, Lalbagh Road, Lalbagh, Dhaka ERM - 8943 Connected from Imamgonj POP 04Green
Note on MR284: DBBL - Lalbagh ATM (Booth: B0086), 92, Lalbagh Road, Lalbagh, Dhaka ERM - 8943 Connected from Imamgonj POP 04Green
Note on MX284: DBBL - Lalbagh ATM (Booth: B0086), 92, Lalbagh Road, Lalbagh, Dhaka ERM - 8943 Connected from Imamgonj POP 04Green
Note on NH284: DBBL - Lalbagh ATM (Booth: B0086), 92, Lalbagh Road, Lalbagh, Dhaka ERM - 8943 Connected from Imamgonj POP 04Green
Note on NO284: DBBL - Lalbagh ATM (Booth: B0086), 92, Lalbagh Road, Lalbagh, Dhaka ERM - 8943 Connected from Imamgonj POP 04Green
Note on NT284: DBBL - Lalbagh ATM (Booth: B0086), 92, Lalbagh Road, Lalbagh, Dhaka ERM - 8943 Connected from Imamgonj POP 04Green
Note on OD284: DBBL - Lalbagh ATM (Booth: B0086), 92, Lalbagh Road, Lalbagh, Dhaka ERM - 8943 Connected from Imamgonj POP 04Green=04Blue
Note on BT286: Islami Bank Bangladesh Ltd Site Location: Newmarket- Branch ATM booth, 10/3, Mirpur Road, Newmarket, Dhaka,
Note on BX286: Islami Bank Bangladesh Ltd Site Location: Newmarket- Branch ATM booth, 10/3, Mirpur Road, Newmarket, Dhaka,
Note on CB286: Islami Bank Bangladesh Ltd Site Location: Newmarket- Branch ATM booth, 10/3, Mirpur Road, Newmarket, Dhaka,
Note on CF286: Islami Bank Bangladesh Ltd Site Location: Newmarket- Branch ATM booth, 10/3, Mirpur Road, Newmarket, Dhaka,
Note on CV286: Islami Bank Bangladesh Ltd Site Location: Newmarket- Branch ATM booth, 10/3, Mirpur Road, Newmarket, Dhaka,
Note on DB286: Islami Bank Bangladesh Ltd Site Location: Newmarket- Branch ATM booth, 10/3, Mirpur Road, Newmarket, Dhaka,
Note on DH286: Islami Bank Bangladesh Ltd Site Location: Newmarket- Branch ATM booth, 10/3, Mirpur Road, Newmarket, Dhaka,
Note on DN286: Islami Bank Bangladesh Ltd Site Location: Newmarket- Branch ATM booth, 10/3, Mirpur Road, Newmarket, Dhaka,
Note on PU286: Islami Bank Bangladesh Ltd 2nd link from Malitola POP Site Location: Lalbag 2nd ATM, Ground floor of 35, Shayestha Khan Road, Posta, Lalbag, Dhaka, Lalbagh, Dhaka, Dhaka 4Oange+4Orange
Note on BT288: Trust Bank Elephent road Branch M.R. Mansion (1st floor),19, Elephant Road,Dhaka connected from Planners POP 6Orange=6Orange
Note on BX288: Trust Bank Elephent road Branch M.R. Mansion (1st floor),19, Elephant Road,Dhaka connected from Planners POP 6Orange=6Orange
Note on CB288: Trust Bank Elephent road Branch M.R. Mansion (1st floor),19, Elephant Road,Dhaka connected from Planners POP 6Orange=4Orange
Note on CF288: Trust Bank Elephent road Branch M.R. Mansion (1st floor),19, Elephant Road,Dhaka connected from Planners POP 4Orange=4Blue(250-140)ID#2430
Note on BJ290: EBL Eastern Mollika Offsite ATM Eastern Mollika Shopping City, 26/ 1-2 Elephant Road. Dhaka connected from Planner POP connected fr 6Green=4Green
Note on BT290: EBL Eastern Mollika Offsite ATM Eastern Mollika Shopping City, 26/ 1-2 Elephant Road. Dhaka connected from Planner POP connected from Planner POP 4Green=4Blue (681---697) ID#0667
Note on AL292: Islami Bank Bangladesh Ltd Site Location: Newmarket- Branch ATM booth, 10/3, Mirpur Road, Newmarket, Dhaka, Dhaka 4Orange+4Brown
Note on BJ292: Islami Bank Bangladesh Ltd Site Location: Newmarket- Branch ATM booth, 10/3, Mirpur Road, Newmarket, Dhaka, 6Brown=4Blue
Note on PU293: Islami Bank Bangladesh Ltd 2nd link from Malitola POP Site Location: Lalbag 2nd ATM, Ground floor of 35, Shayestha Khan Road, Posta, Lalbag, Dhaka, Lalbagh, Dhaka, Dhaka 4Oange+4Orange
Note on BJ294: Trust Bank Elephent road Branch M.R. Mansion (1st floor),19, Elephant Road,Dhaka connected from Planners POP 6Slate=4Orange
Note on OM297: DBBL - Lalbagh ATM (Booth: B0086), 92, Lalbagh Road, Lalbagh, Dhaka ERM - 8943 Connected from Imamgonj POP 04Blue=04Blue
Note on OT297: DBBL - Lalbagh ATM (Booth: B0086), 92, Lalbagh Road, Lalbagh, Dhaka ERM - 8943 Connected from Imamgonj POP 04Blue + 04Blue
Note on OY297: DBBL - Lalbagh ATM (Booth: B0086), 92, Lalbagh Road, Lalbagh, Dhaka ERM - 8943 Connected from Imamgonj POP 04Blue + 04Blue
Note on PH297: DBBL - Lalbagh ATM (Booth: B0086), 92, Lalbagh Road, Lalbagh, Dhaka ERM - 8943 Connected from Imamgonj POP 04Blue=04Blue (2250--------ID - 032 -------------2190)
Note on DD323: ICMAB 4Blue=4Orange
Note on DJ323: ICMAB 4Blue=4Orange
Note on DP323: ICMAB 4Blue=4Orange
Note on DV323: ICMAB 4Blue=4Orange
Note on EB323: ICMAB 4Blue=4Orange
Note on DD325: Uniqlo Social Business Bangladesh Ltd Site Location: New Elephant Road Store,1st Floor, 234/2, New Elephant Road, Dhaka, Gulshan, Dhaka, Dhaka
Note on DJ325: Uniqlo Social Business Bangladesh Ltd Site Location: New Elephant Road Store,1st Floor, 234/2, New Elephant Road, Dhaka, Gulshan, Dhaka, Dhaka
Note on DP325: Uniqlo Social Business Bangladesh Ltd Site Location: New Elephant Road Store,1st Floor, 234/2, New Elephant Road, Dhaka, Gulshan, Dhaka, Dhaka
Note on DV325: Uniqlo Social Business Bangladesh Ltd Site Location: New Elephant Road Store,1st Floor, 234/2, New Elephant Road, Dhaka, Gulshan, Dhaka, Dhaka
Note on EB325: Uniqlo Social Business Bangladesh Ltd Site Location: New Elephant Road Store,1st Floor, 234/2, New Elephant Road, Dhaka, Gulshan, Dhaka, Dhaka4Greeb+4Blue(2898-----------------------2797)ID#1307
Note on BP352: Elephent Road POP To Imamgon POP 04Blue = 04Blue
Note on BV352: Elephent Road POP To Imamgon POP 04Blue = 04Blue
Note on CZ352: Elephent Road POP To Imamgon POP 12Blue = 12Blue
Note on DE352: Elephent Road POP To Imamgon POP 04Blue = 04Blue
Note on DT352: Elephent Road POP To Imamgon POP 12Blue = 04Blue
Note on EB352: Elephent Road POP To Imamgon POP 04Blue = 04Blue
Note on EI352: Elephent Road POP To Imamgon POP 04Blue = 04Blue
Note on EQ352: Elephent Road POP To Imamgon POP 04Blue = 04Blue
Note on EX352: Elephent Road POP To Imamgon POP 04Blue = 04Blue
Note on FC352: Elephent Road POP To Imamgon POP 04Blue = 04Blue
Note on FO352: Elephent Road POP To Imamgon POP 04Blue = 04Blue
Note on FU352: Elephent Road POP To Imamgon POP 04Blue = 04Blue
Note on FZ352: Elephent Road POP To Imamgon POP 04Blue = 04Blue
Note on GF352: Elephent Road POP To Imamgon POP 04Blue = 04Blue
Note on GM352: Elephent Road POP To Imamgon POP 04Blue = 04Blue
Note on GT352: Elephent Road POP To Imamgon POP 04Blue = 04Blue
Note on II352: Elephent Road POP To Imamgon POP 04Blue = 04Orange
Note on IQ352: Gazi Tank Polton to Gazi Tyre Lalbag P2P 2nd Link via Sumit Communication 06Blue = 04 Blue
Note on JK352: Gazi Tank Polton to Gazi Tyre Lalbag P2P 2nd Link via Sumit Communication 04Blue = 04 Blue
Note on JS352: Gazi Tank Polton to Gazi Tyre Lalbag P2P 2nd Link via Sumit Communication 04Blue = 04 Blue
Note on JY352: Gazi Tank Polton to Gazi Tyre Lalbag P2P 2nd Link via Sumit Communication 04Blue = 04 Blue
Note on KC352: Gazi Tank Polton to Gazi Tyre Lalbag P2P 2nd Link via Sumit Communication 04Blue = 04 Blue
Note on KJ352: Gazi Tank Polton to Gazi Tyre Lalbag P2P 2nd Link via Sumit Communication 04Blue = 04 Blue
Note on NO352: Elephent Road POP To Imamgon POP 04Blue =12Orange
Note on OO352: Imamgong Wimax POP connected with Malitola Wimax POP 12Blue
Note on OU352: Imamgong Wimax POP connected with Malitola Wimax POP 12Blue
Note on BP354: Islami Bank Bangladesh Ltd Site Location: Lalbag 2nd ATM, Ground floor of 35, Shayestha Khan Road, Posta, Lalbag, Dhaka, Lalbagh, Dhaka, Dhaka 4Trans+4Trans
Note on BV354: Islami Bank Bangladesh Ltd Site Location: Lalbag 2nd ATM, Ground floor of 35, Shayestha Khan Road, Posta, Lalbag, Dhaka, Lalbagh, Dhaka, Dhaka 4Trans+4Trans
Note on DT354: Islami Bank Bangladesh Ltd Site Location: Lalbag 2nd ATM, Ground floor of 35, Shayestha Khan Road, Posta, Lalbag, Dhaka, Lalbagh, Dhaka,
Note on II354: 04 Orange = 04 Green
Note on IQ354: Elephent Road POP To Imamgon POP 04Blue = 04Orange
Note on JK354: Elephent Road POP To Imamgon POP 04Orange= 04Orange
Note on JS354: Elephent Road POP To Imamgon POP 04Orange= 04Orange
Note on JY354: Elephent Road POP To Imamgon POP 04Orange= 04Orange
Note on KC354: Elephent Road POP To Imamgon POP 04Orange= 04Orange
Note on KJ354: Elephent Road POP To Imamgon POP 04Orange= 04Blue
Note on LX354: Meghna Bank WWW Road Chawlkbazaar Branch 4Orange+4Blue(2453----------2255)ID#709
Note on NP354: Meghna Bank Chalk bazaar Connected from Malitola POP 12 White
Note on OO354: Elephant Road To Imamgonj POP connected from Imamgonj POP 12 Orange
Note on OU354: Elephant Road To Imamgonj POP connected from Imamgonj POP 12 Orange
Note on BP356: Dhaka Bank - New Market IR - 12018 connected from Elephant Road POP 12 Green
Note on BV356: Dhaka Bank - New Market IR - 12018 connected from Elephant Road POP 12 Green
Note on CE356: Dhaka Bank - New Market IR - 12018 connected from Elephant Road POP 12 Green
Note on CN356: Dhaka Bank - New Market IR - 12018 connected from Elephant Road POP 12 Green
Note on CU356: Dhaka Bank - New Market IR - 12018 connected from Elephant Road POP 12 Green
Note on CZ356: Dhaka Bank - New Market IR - 12018 connected from Elephant Road POP 12 Green
Note on DE356: Dhaka Bank - New Market IR - 12018 connected from Elephant Road POP 12 Green
Note on DT356: Dhaka Bank - New Market SME, Newmarket, Dhaka IR - 12018 Connected From Elephant Road POP 12Green + 04 Blue 3261--------------ID-294------------Pother Bandhu Filling Station, New Market Signal TJB Shamim (3579+3919)---------------ID-294-----------3580)Shamim
Note on KJ356: 04Green = 04Orange
Note on KW356: DBBL - Lalbagh ATM (Booth: B0086), 92, Lalbagh Road, Lalbagh, Dhaka ERM - 8943 Connected from Imamgonj POP 04Green
Note on LC356: DBBL - Lalbagh ATM (Booth: B0086), 92, Lalbagh Road, Lalbagh, Dhaka ERM - 8943 Connected from Imamgonj POP 04Green
Note on LX356: Islami Bank Bangladesh Ltd 2nd link from Malitola POP Site Location: Lalbag 2nd ATM, Ground floor of 35, Shayestha Khan Road, Posta, Lalbag, Dhaka, Lalbagh, Dhaka, Dhaka 4Green+4Green
Note on MC356: Islami Bank Bangladesh Ltd 2nd link from Malitola POP Site Location: Lalbag 2nd ATM, Ground floor of 35, Shayestha Khan Road, Posta, Lalbag, Dhaka, Lalbagh, Dhaka, Dhaka 4Green+4Green
Note on MK356: Islami Bank Bangladesh Ltd 2nd link from Malitola POP Site Location: Lalbag 2nd ATM, Ground floor of 35, Shayestha Khan Road, Posta, Lalbag, Dhaka, Lalbagh, Dhaka, Dhaka 4Green+4Green
Note on MS356: Islami Bank Bangladesh Ltd 2nd link from Malitola POP Site Location: Lalbag 2nd ATM, Ground floor of 35, Shayestha Khan Road, Posta, Lalbag, Dhaka, Lalbagh, Dhaka, Dhaka 4Green+4Green
Note on NO356: Islami Bank Bangladesh Ltd 2nd link from Malitola POP Site Location: Lalbag 2nd ATM, Ground floor of 35, Shayestha Khan Road, Posta, Lalbag, Dhaka, Lalbagh, Dhaka, Dhaka 4Green+12Pink
Note on OO356: Brisk System Installation Location: Imamgonj., Lalbagh, Dhaka, connected from Imamgonj POP 12 Green=4Blue 1372 Client Cable ID#147
Note on OU356: Brisk System Installation Location: Imamgonj., Lalbagh, Dhaka, connected from Imamgonj POP 12 Green
Note on BP358: Uniqlo Social Business Bangladesh Ltd Site Location: New Elephant Road Store,1st Floor, 234/2, New Elephant Road, Dhaka, Gulshan, Dhaka, Dhaka
Note on BV358: Uniqlo Social Business Bangladesh Ltd Site Location: New Elephant Road Store,1st Floor, 234/2, New Elephant Road, Dhaka, Gulshan, Dhaka, Dhaka
Note on CE358: Uniqlo Social Business Bangladesh Ltd Site Location: New Elephant Road Store,1st Floor, 234/2, New Elephant Road, Dhaka, Gulshan, Dhaka, Dhaka
Note on CN358: Uniqlo Social Business Bangladesh Ltd Site Location: New Elephant Road Store,1st Floor, 234/2, New Elephant Road, Dhaka, Gulshan, Dhaka, Dhaka
Note on CU358: Uniqlo Social Business Bangladesh Ltd Site Location: New Elephant Road Store,1st Floor, 234/2, New Elephant Road, Dhaka, Gulshan, Dhaka, Dhaka
Note on EB358: Islami Bank Bangladesh Ltd Site Location: Lalbag 2nd ATM, Ground floor of 35, Shayestha Khan Road, Posta, Lalbag, Dhaka, Lalbagh, Dhaka, Dhaka 4Trans+4Trans
Note on EI358: Islami Bank Bangladesh Ltd Site Location: Lalbag 2nd ATM, Ground floor of 35, Shayestha Khan Road, Posta, Lalbag, Dhaka, Lalbagh, Dhaka, Dhaka 4Trans+4Trans
Note on EQ358: Islami Bank Bangladesh Ltd Site Location: Lalbag 2nd ATM, Ground floor of 35, Shayestha Khan Road, Posta, Lalbag, Dhaka, Lalbagh, Dhaka, Dhaka 4Trans+4Brown
Note on EX358: Islami Bank Bangladesh Ltd Site Location: Lalbag 2nd ATM, Ground floor of 35, Shayestha Khan Road, Posta, Lalbag, Dhaka, Lalbagh, Dhaka, Dhaka 4Brown+4Brown
Note on FC358: Islami Bank Bangladesh Ltd Site Location: Lalbag 2nd ATM, Ground floor of 35, Shayestha Khan Road, Posta, Lalbag, Dhaka, Lalbagh, Dhaka, Dhaka 4Trans+4Brown
Note on FI358: Islami Bank Bangladesh Ltd Site Location: Lalbag 2nd ATM, Ground floor of 35, Shayestha Khan Road, Posta, Lalbag, Dhaka, Lalbagh, Dhaka, Dhaka 4Trans+4Brown
Note on FO358: Islami Bank Bangladesh Ltd Site Location: Lalbag 2nd ATM, Ground floor of 35, Shayestha Khan Road, Posta, Lalbag, Dhaka, Lalbagh, Dhaka, Dhaka 4Brown+4Brown
Note on FU358: Islami Bank Bangladesh Ltd Site Location: Lalbag 2nd ATM, Ground floor of 35, Shayestha Khan Road, Posta, Lalbag, Dhaka, Lalbagh, Dhaka, Dhaka 4Brown+4Brown
Note on FZ358: Islami Bank Bangladesh Ltd Site Location: Lalbag 2nd ATM, Ground floor of 35, Shayestha Khan Road, Posta, Lalbag, Dhaka, Lalbagh, Dhaka, Dhaka 4Brown+4Brown
Note on GF358: Islami Bank Bangladesh Ltd Site Location: Lalbag 2nd ATM, Ground floor of 35, Shayestha Khan Road, Posta, Lalbag, Dhaka, Lalbagh, Dhaka, Dhaka 4Brown+4Brown
Note on GM358: Islami Bank Bangladesh Ltd Site Location: Lalbag 2nd ATM, Ground floor of 35, Shayestha Khan Road, Posta, Lalbag, Dhaka, Lalbagh, Dhaka, Dhaka 4Brown+4Brown
Note on GT358: Islami Bank Bangladesh Ltd Site Location: Lalbag 2nd ATM, Ground floor of 35, Shayestha Khan Road, Posta, Lalbag, Dhaka, Lalbagh, Dhaka, Dhaka 4Brown+4Brown
Note on II358: Islami Bank Bangladesh Ltd Site Location: Lalbag 2nd ATM, Ground floor of 35, Shayestha Khan Road, Posta, Lalbag, Dhaka, Lalbagh, Dhaka, Dhaka 4Brown +4White
Note on IQ358: IBBL
Note on JK358: Author:
Note on JS358: Author:
Note on JY358: Author:
Note on KC358: Author:
Note on LX358: Business Zone Ltd - Bokshi Bazar Chowrastha,Dhaka, Lalbagh, Connected From Imamgonj POP 04 Brown = 04 Blue (557------------Client TJB Opp Shahi Mosjid (624+3911)---ID-1503--------Side of amania hotel Goli(3967+3970)---------Front of Client(4146)
Note on NO358: Business Zone Ltd - Bokshi Bazar Chowrastha,Dhaka, Lalbagh, Connected From Imamgonj POP 12 Brown = 04 Brown
Note on OO358: Business Zone Ltd - Bokshi Bazar Chowrastha,Dhaka, Lalbagh, Connected From Imamgonj POP 12 Brown = 04 Brown
Note on OU358: Islami Bank - Sadar Ghat Branch (Secondary); Mollik Tower 3,3/2 Chittaronjon Avn, PK Roy Road, Bangla Bazar,, Kotwali, Dhaka ERM - 10628 Connected From Imamgonj POP 12 Brown
Note on CY364: Author:
Note on DE364: 4Orange+4Orane(2961-------------------ID#9562----------------)
Note on MU364: Imamgong Wimax POP connected with Malitola Wimax POP 12Blue=12Blue
Note on MU366: Islami Bank Bangladesh Ltd - Wiseghat Branch; Wiseghat Road,, Kotwali, Dhaka ERM - 10491 Connected From Imamgonj POP 12Orange
Note on NO366: Islami Bank Bangladesh Ltd - Wiseghat Branch; Wiseghat Road,, Kotwali, Dhaka ERM - 10491 Connected From Malitola POP 12 Red+12Orange
Note on HV370: Gazi Tank Polton to Gazi Tyre Lalbag P2P 2nd Link via Sumit Communication =12Blue
Note on IG370: Gazi Tank Polton to Gazi Tyre Lalbag P2P 2nd Link via Sumit Communication =06Blue
Note on MU370: Islami Bank - Islami Bank Bangladesh Ltd - Sadar Ghat Branch (Secondary); Mollik Tower 3,3/2 Chittaronjon Avn, PK Roy Road, Bangla Bazar,, Kotwali, Dhaka ERM - 10628 Conncected From Imamgonj POP 12 Brown + 12 Brown
Note on NO370: Islami Bank - Islami Bank Bangladesh Ltd - Sadar Ghat Branch (Secondary); Mollik Tower 3,3/2 Chittaronjon Avn, PK Roy Road, Bangla Bazar,, Kotwali, Dhaka ERM - 10628 Conncected From Imamgonj POP 12 Brown + 12 Black
Note on MU372: SEBL Imamgonj (3354--------------ID#3003---------------------3201)
Note on MU374: Meghna Bank Chalk bazaar Connected from Malitola POP 12 White
Note on MU376: Islami Bank - Islampur Branch (Secondary); 41-42, Islampur Road, Sutrapur, Dhaka ERM - 10447 Connected From Imamgonj POP 12 Yellow+12Red
Note on NO376: Islami Bank - Islampur Branch (Secondary); 41-42, Islampur Road, Sutrapur, Dhaka ERM - 10447 Connected From Imamgonj POP 12 Yellow+12Red
Note on HH379: Gazi Tank Polton to Gazi Tyre Lalbag P2P 2nd Link via Sumit Communication 4Blue=12Blue
Note on MU380: SEBL - Islampur Branch. Adel Complex (1st,2nd & 3rd floor),Holding#40,Islampur Road,Ward#72, Kotwali, Dhaka ERM - 7652 connected from Imamgonj POP 12Yellow = 12Yellow
Note on NO380: SEBL - Islampur Branch. Adel Complex (1st,2nd & 3rd floor),Holding#40,Islampur Road,Ward#72, Kotwali, Dhaka ERM - 7652 connected from Imamgonj POP 12Brown = 12Yellow
Note on MU382: Amanat Shah Group - M/S Helal & Brothers -Show Room- 87, Islampur, Amanullah Complex.(Ground floor), Kotwali, Dhaka ERM - 9797 Connected From Imamgonj POP 12Violet
Note on NO382: Amanat Shah Group - M/S Helal & Brothers -Show Room- 87, Islampur, Amanullah Complex.(Ground floor), Kotwali, Dhaka ERM - 9797 Connected From Imamgonj POP 12Violet
Note on MU384: IBBL Lalbagh ATM-2 2nd link Connected from Malitola POP-12Pink
Note on NO384: IBBL Lalbagh ATM-2 2nd link Connected from Malitola POP-12Pink
Note on NP384: IBBL Lalbagh ATM-2 2nd link Connected from Malitola POP-12Pink
Note on MU386: Islami Bank - Wiseghat ATM; Ground floor of Holding No. 10, Wiseghat Road, Shop No-9, Wiseghat,, Kotwali, Dhaka ERM - 11232 Connected From Imamgonj POP 12 Trans
Note on NO386: Islami Bank - Wiseghat ATM; Ground floor of Holding No. 10, Wiseghat Road, Shop No-9, Wiseghat,, Kotwali, Dhaka ERM - 11232 Connected From Imamgonj POP 12 Trans
Note on OO395: Author:
Note on OU395: DBBL - Lalbagh ATM (Booth: B0086), 92, Lalbagh Road, Lalbagh, Dhaka ERM - 8943 Connected from Imamgonj POP 12Blue
Note on OO399: AIBL Moulovi Bazar Branch 3, Moulvibazar, Dhaka connected from Motijheel POP 12Green=4Green (214-------ID# 1487 Exim Bank / Maer Doa Birani House TJB Monir (198+1841) 4Green=4Blue---ID - 0035-------National Bank TJB Monie (1816+1781)ID#0035--------Nasir Enterprize TJB Raton (1751+298)-----ID-263 --------199)
Note on OO401: SEBL - Islampur Branch. Adel Complex (1st,2nd & 3rd floor),Holding#40,Islampur Road,Ward#72, Kotwali, Dhaka ERM - 7652 connected from Imamgonj POP 12Brown = 12Yellow
Note on OU401: SEBL - Islampur Branch. Adel Complex (1st,2nd & 3rd floor),Holding#40,Islampur Road,Ward#72, Kotwali, Dhaka ERM - 7652 connected from Imamgonj POP 12Brown
Note on OG407: Islami Bank Bangladesh Ltd - Wiseghat Branch; Wiseghat Road,, Kotwali, Dhaka ERM - 10491 Connected From Malitola POP 12 Red+12Orange
Note on OO407: Islami Bank Bangladesh Ltd - Wiseghat Branch; Wiseghat Road,, Kotwali, Dhaka ERM - 10491 Connected From Malitola POP 12 Red+12Orange
Note on OU407: Islami Bank Bangladesh Ltd - Wiseghat Branch; Wiseghat Road,, Kotwali, Dhaka ERM - 10491 Connected From Malitola POP 12 Red
Note on OO409: Islami Bank - Islami Bank Bangladesh Ltd - Sadar Ghat Branch (Secondary); Mollik Tower 3,3/2 Chittaronjon Avn, PK Roy Road, Bangla Bazar,, Kotwali, Dhaka ERM - 10628 Conncected From Imamgonj POP 12 Black + 12 Brown
Note on OU409: Islami Bank - Islami Bank Bangladesh Ltd - Sadar Ghat Branch (Secondary); Mollik Tower 3,3/2 Chittaronjon Avn, PK Roy Road, Bangla Bazar,, Kotwali, Dhaka ERM - 10628 Conncected From Imamgonj POP 12 Black
Note on OG411: Islami Bank - Islampur Branch (Secondary); 41-42, Islampur Road, Sutrapur, Dhaka ERM - 10447 Connected From Imamgonj POP 12 Yellow+12Red
Note on OO411: Islami Bank - Islampur Branch (Secondary); 41-42, Islampur Road, Sutrapur, Dhaka ERM - 10447 Connected From Imamgonj POP 12 Yellow+12Red
Note on OU411: Islami Bank - Islampur Branch (Secondary); 41-42, Islampur Road, Sutrapur, Dhaka ERM - 10447 Connected From Imamgonj POP 12 Yellow
Note on OO413: Amanat Shah Group - M/S Helal & Brothers -Show Room- 87, Islampur, Amanullah Complex.(Ground floor), Kotwali, Dhaka ERM - 9797 Connected From Imamgonj POP 12Violet
Note on OU413: Amanat Shah Group - M/S Helal & Brothers -Show Room- 87, Islampur, Amanullah Complex.(Ground floor), Kotwali, Dhaka ERM - 9797 Connected From Imamgonj POP 12Violet
Note on OO415: Islami Bank Bangladesh Ltd - CMB Branch (Secondary); 93 Chawk Mugaltully, Chowkbazar, Dhaka ERM - 10427 Connected From Imamgonj POP 12 Pink + 04 Orange
Note on OU415: Islami Bank Bangladesh Ltd - CMB Branch (Secondary); 93 Chawk Mugaltully, Chowkbazar, Dhaka ERM - 10427 Connected From Imamgonj POP 12 Pink
Note on OO417: Islami Bank - Wiseghat ATM; Ground floor of Holding No. 10, Wiseghat Road, Shop No-9, Wiseghat,, Kotwali, Dhaka ERM - 11232 Connected From Imamgonj POP 12 Trans
Note on OU417: Islami Bank - Wiseghat ATM; Ground floor of Holding No. 10, Wiseghat Road, Shop No-9, Wiseghat,, Kotwali, Dhaka ERM - 11232 Connected From Imamgonj POP 12 Trans
Note on PE433: AIBL Moulovi Bazar Branch 3, Moulvibazar, Dhaka connected from Imamgonj POP 04Blue+04Blue
Note on PN433: AIBL Moulovi Bazar Branch 3, Moulvibazar, Dhaka connected from Imamgonj POP 04Blue+04Blue
Note on PW433: AIBL Moulovi Bazar Branch 3, Moulvibazar, Dhaka connected from Imamgonj POP 04Blue+04Blue (253------------------ID-263 ----------------199)
Note on BK435: ICMAB Nilkhet 2nd link connected from ERD POP 4Blue+4Blue
Note on BP435: ICMAB Nilkhet 2nd link connected from ERD POP 4Blue+4Blue
Note on BW435: ICMAB Nilkhet 2nd link connected from ERD POP 4Blue+4Blue
Note on CW435: ICMAB Nilkhet 2nd link connected from ERD POP 4Blue+4Blue
Note on DS435: ICMAB Nilkhet 2nd link connected from ERD POP 4Blue+4Blue
Note on DY435: ICMAB Nilkhet 2nd link connected from ERD POP 4Blue+4Blue
Note on OT435: Islami Bank Bangladesh Ltd - CMB Branch (Secondary); 93 Chawk Mugaltully, Chowkbazar, Dhaka ERM - 10427 Connected From Imamgonj POP 04 Orange + 04 Orange
Note on PE435: Islami Bank Bangladesh Ltd - CMB Branch (Secondary); 93 Chawk Mugaltully, Chowkbazar, Dhaka ERM - 10427 Connected From Imamgonj POP 04 Orange + 04 Orange
Note on PN435: Islami Bank Bangladesh Ltd - CMB Branch (Secondary); 93 Chawk Mugaltully, Chowkbazar, Dhaka ERM - 10427 Connected From Imamgonj POP 04 Orange + 04 Orange
Note on PW435: Islami Bank Bangladesh Ltd - CMB Branch (Secondary); 93 Chawk Mugaltully, Chowkbazar, Dhaka ERM - 10427 Connected From Imamgonj POP 04 Orange + 04 Blue (2190--------ID-2427----------1995) Sumon
Note on OT437: AIBL Moulovi Bazar Branch 3, Moulvibazar, Dhaka connected from Motijheel POP 12Green=4Green (214-------ID# 1487 Exim Bank / Maer Doa Birani House TJB Monir (198+1841) 4Green=4Blue---ID - 0035-------National Bank TJB Monie (1816+1781)ID#0035--------Nasir Enterprize TJB Raton (1751+298)-----ID-263 --------199)
Note on AS444: ERD TO IMAMGONJ BB LINK
Note on EX447: UCC ECS Computer City, Shop # 713, Level-7 Multiplan Center, 69-71, New Elephant Road Dhaka-1205 connected from Planner POP 12Blue
Note on FG447: UCC ECS Computer City, Shop # 713, Level-7 Multiplan Center, 69-71, New Elephant Road Dhaka-1205 connected from Planner POP 12Blue
Note on Q449: Author:
Note on DT449: SEBL ERD 24 Blue(White Tube)+4Blue(1890-----ID#4565----Front of Multiplan Walton Center 4Blue+4Blue(1954+1957)ID#4565-----------------Front of SEBL TJB Pobon (2037+2051)----------ID-4565---------2090)
Note on EK449: Inpace Management Services - Multiplan center, Shop No#1105, Level#11, 69-71, New Elephant road, Dhaka Connected From Elephant Road POP 04Orange = 04core Orange
Note on EW449: Inpace Management Services - Multiplan center, Shop No#1105, Level#11, 69-71, New Elephant road, Dhaka Connected From Elephant Road POP 04Orange = 04 Blue (1821------ID-673---1990)Jewel
Note on Q451: UCC Computer - Squre Tower,Elephant Road, Newmarket, Dhaka, Connected From Elephant Road POP 12core Green
Note on Y451: UCC Computer - Squre Tower,Elephant Road, Newmarket, Dhaka, Connected From Elephant Road POP 12core Green = 24core Orange (White Tube)
Note on AA451: UCC Computer - Squre Tower,Elephant Road, Newmarket, Dhaka, Connected From Elephant Road POP 12core Green = 24core Orange (White Tube)
Note on DT451: UCC Computer - Squre Tower,Elephant Road, Newmarket, Dhaka, Connected From Elephant Road POP 24core Orange (White Tube) = 06core Blue
Note on Q453: Dhaka Bank - New Market IR - 12018 connected from Elephant Road POP 12core Brown
Note on Y453: Dhaka Bank - New Market IR - 12018 connected from Elephant Road POP 12core Brown + 12 Green
Note on AA453: Dhaka Bank - New Market IR - 12018 connected from Elephant Road POP 12core Brown + 12 Green
Note on DT453: UCC ECS Computer City, Shop # 713, Level-7 Multiplan Center, 69-71, New Elephant Road Dhaka-1205 connected from Elephant Road POP 12core Brown = 24core Trans (White Tube)
Note on DU453: UCC ECS Computer City, Shop # 713, Level-7 Multiplan Center, 69-71, New Elephant Road Dhaka-1205 connected from Planner POP 4Blue=4Blue
Note on Q455: Inpace Management Services - Multiplan center, Shop No#1105, Level#11, 69-71, New Elephant road, Dhaka Connected From Elephant Road POP 12core Slate
Note on Y455: Inpace Management Services - Multiplan center, Shop No#1105, Level#11, 69-71, New Elephant road, Dhaka Connected From Elephant Road POP 12core Slate=24core Green (Blue Tube)
Note on AA455: Inpace Management Services - Multiplan center, Shop No#1105, Level#11, 69-71, New Elephant road, Dhaka Connected From Elephant Road POP 12core Slate=24core Green (Blue Tube)
Note on DT455: Inpace Management Services - Multiplan center, Shop No#1105, Level#11, 69-71, New Elephant road, Dhaka Connected From Elephant Road POP 24core Green (Blue Tube) = 04core Orange
Note on DU455: Inpace Management Services - Multiplan center, Shop No#1105, Level#11, 69-71, New Elephant road, Dhaka Connected From Elephant Road POP 24core Green (Blue Tube) = 04core Orange
Note on Q457: Islami Bank - Lalbag ATM - Primary Link Conncected From Elephant Road POP 12 White
Note on Y457: Islami Bank Bangladesh Ltd Site Location: Lalbag 2nd ATM, Ground floor of 35, Shayestha Khan Road, Posta, Lalbag, Dhaka, Lalbagh, Dhaka, 12White+4Blue
Note on Q459: Uniqlo Social Business Bangladesh Ltd Site Location: New Elephant Road Store,1st Floor, 234/2, New Elephant Road, Dhaka, Gulshan, Dhaka, Dhaka
Note on Y459: Uniqlo Social Business Bangladesh Ltd Site Location: New Elephant Road Store,1st Floor, 234/2, New Elephant Road, Dhaka, Gulshan, Dhaka, Dhaka12 Red+4Green
Note on AA459: Uniqlo Social Business Bangladesh Ltd Site Location: New Elephant Road Store,1st Floor, 234/2, New Elephant Road, Dhaka, Gulshan, Dhaka, Dhaka12 Red+4Green
Note on Y461: ICMAB Nilkhet 2nd link connected from ERD POP 12Black+4Blue
Note on Q463: IBBL - New Market ATM Primary Link Connected From Elephant Road POP 12 Yellow
Note on Q465: Islami Bank - Primary Link - Elephant Road Branch; Chowrangi Bhaban, 124/A, Elephant Road, Shahbag, Dhaka Connected from Elephant Road POP 12 Violet
Note on Y465: Islami Bank - Primary Link - Elephant Road Branch; Chowrangi Bhaban, 124/A, Elephant Road, Shahbag, Dhaka Connected from Elephant Road POP 12 Violet+04Green
Note on FK478: UCC Square Tower Flat # 2D, 2nd Floor 36/6, Mirpur Road New Elephant Road, Dhaka 1205 connected from Planners POP 06Red+4Blue(1756--------ID-7814----------------------)
Note on EC484: IBBL Newmarket ATM Connected from Planners POP
Note on EM484: IBBL Newmarket ATM Connected from Planners POP
Note on EY502: IBBL Newmarket ATM Connected from Planners POP
Note on FH502: IBBL Newmarket ATM Connected from Planners POP
Note on FS502: IBBL Newmarket ATM Connected from Planners POP
Note on GB502: IBBL Newmarket ATM Connected from Planners POP
Note on GH502: Islami Bank Bangladesh Ltd Site Location: Newmarket- Branch ATM booth, 10/3, Mirpur Road, Newmarket, Dhaka,
Note on CW550: PHOTO LOUNGE 19,Elefent Road, 4th Floor Dhaka, Newmarket, Dhaka, connected from Planners POP
Note on CY550: Al Arafah Islami Bank Ltd. Elephant Road Branch, 91, New Elephent Road connected from Planner POP =12White
Note on DA550: Trust Bank Elephent road Branch M.R. Mansion (1st floor),19, Elephant Road,Dhaka connected from Planners POP =12Slate
Note on DC550: HI-TECH Furniture. 272/B Elephant Road (3rd Floor), Dhaka-1205.connected from Planners POP 12Brown
Note on DE550: EBL Eastern Mollika Offsite ATM Eastern Mollika Shopping City, 26/ 1-2 Elephant Road. Dhaka connected from Planner POP connected from Planner POP 12Green
Note on DG550: Elephent road wimax POP to Dhanmondi 4 POP connected via ARC Tower POC via Dhanmondi 5 Fatema orcihid POC =12Orange
Note on DI550: Planners POP connected with Elephent road POP via Banglamotor F.O POC =12Blue
Note on EG551: Planners POP connected with Elephent road POP via Banglamotor F.O POC 12Blue=12Blue
Note on EI551: Elephent road wimax POP to Dhanmondi 4 POP connected via ARC Tower POC via Dhanmondi 5 Fatema orcihid POC =12Orange
Note on EK551: Elephent road wimax POP to Imamgonj POP connected 12Green
Note on EF580: Planners POP connected with Elephent road POP via Banglamotor F.O POC 12Blue=12Blue
Note on FB580: PHOTO LOUNGE 19,Elefent Road, 4th Floor Dhaka, Newmarket, Dhaka, connected from Planners POP
Note on FF580: PHOTO LOUNGE 19,Elefent Road, 4th Floor Dhaka, Newmarket, Dhaka, connected from Planners POP
Note on FJ580: PHOTO LOUNGE 19,Elefent Road, 4th Floor Dhaka, Newmarket, Dhaka, connected from Planners POP
Note on FN580: PHOTO LOUNGE 19,Elefent Road, 4th Floor Dhaka, Newmarket, Dhaka, connected from Planners POP 4 Blue=4Blue (461 +514) ID#1430 Amir
Note on HO580: Dhaka bank, New market Connected from Planners Tower POP 4Blue+4Blue (31--01) ID#5338
Note on EF582: Elephent road wimax POP to Dhanmondi 4 POP connected via ARC Tower POC via Dhanmondi 5 Fatema orcihid POC 12Orange=12Orange
Note on EK582: Elephent road wimax POP to Imamgonj POP connected 12Green = 04 Blue (521----ID-2277 See Elephant Road POP Sheet
Note on FB582: Trust Bank Elephent road Branch M.R. Mansion (1st floor),19, Elephant Road,Dhaka connected from Planners POP 6Orange=6Orange
Note on FF582: Trust Bank Elephent road Branch M.R. Mansion (1st floor),19, Elephant Road,Dhaka connected from Planners POP 6Orange=6Orange
Note on FJ582: Trust Bank Elephent road Branch M.R. Mansion (1st floor),19, Elephant Road,Dhaka connected from Planners POP 6Orange=4Orange
Note on FN582: Trust Bank Elephent road Branch M.R. Mansion (1st floor),19, Elephant Road,Dhaka connected from Planners POP 4Orange=4Blue(250-140)ID#2430
Note on EF584: EBL Eastern Mollika Offsite ATM Eastern Mollika Shopping City, 26/ 1-2 Elephant Road. Dhaka connected from Planner POP connected from Planner POP 12Green=6Green
Note on EN584: EBL Eastern Mollika Offsite ATM Eastern Mollika Shopping City, 26/ 1-2 Elephant Road. Dhaka connected from Planner POP connected fr 12Green=6Green
Note on ER584: EBL Eastern Mollika Offsite ATM Eastern Mollika Shopping City, 26/ 1-2 Elephant Road. Dhaka connected from Planner POP connected fr 6Green=4Green
Note on FB584: EBL Eastern Mollika Offsite ATM Eastern Mollika Shopping City, 26/ 1-2 Elephant Road. Dhaka connected from Planner POP connected from Planner POP 4Green=4Blue (681-------------ID-0667-------Midway 347 Elephant Road TJB Sajahan (****+2442)-----ID-059------------(Corner of Eastern Mollica TJB Sajahan (2515+***)----------------xxx) ID#0667
Note on EF586: HI-TECH Furniture. 272/B Elephant Road (3rd Floor), Dhaka-1205.connected from Planners POP 12 Brown = 4Orange
Note on EN586: PHOTO LOUNGE 19,Elefent Road, 4th Floor Dhaka, Newmarket, Dhaka, connected from Planners POP 12 Red = 6Brown
Note on ER586: PHOTO LOUNGE 19,Elefent Road, 4th Floor Dhaka, Newmarket, Dhaka, connected from Planners POP 6Brown=4Blue
Note on EF588: Trust Bank Elephent road Branch M.R. Mansion (1st floor),19, Elephant Road,Dhaka connected from Planners POP 12Slate=6Slate
Note on EN588: Trust Bank Elephent road Branch M.R. Mansion (1st floor),19, Elephant Road,Dhaka connected from Planners POP 12Slate=6 Slate
Note on ER588: Trust Bank Elephent road Branch M.R. Mansion (1st floor),19, Elephant Road,Dhaka connected from Planners POP 6Slate=4Orange
Note on EF590: Al Arafah Islami Bank , 91, New Elephent Road connected form Planners POP 12white=4Blue (1293----ID35664------- 75 Elephent Road TJB Amir ID#5219 (1189--479) -------- Markential Bank TJB Amir (443---1213) ID#554 Front of Al arafah TJB(1093-) -- )
Note on EF592: PHOTO LOUNGE 19,Elefent Road, 4th Floor Dhaka, Newmarket, Dhaka, connected from Planners POP 12Red = 6 Brown
Note on ES598: Al Arafah Islami Bank , 91, New Elephent Road connected form Planners POP 4 Blue= 4Blue
Note on FB598: Al Arafah Islami Bank , 91, New Elephent Road connected form Planners POP 4 Blue= 4Blue
Note on FF598: Al Arafah Islami Bank , 91, New Elephent Road connected form Planners POP 4 Blue= 4Blue (2000----2050) ID#299
Note on ES600: HI-TECH Furniture. 272/B Elephant Road (3rd Floor), Dhaka-1205.connected from Planners POP 4 Orange = 4Blue (5357---------------------------- 5192) ID#405
Note on ES602: Islami Bank Bangladesh Ltd - 1st Link - Elephant Road Branch; Chowrangi Bhaban, 124/A, Elephant Road, Shahbag, Dhaka ERM - 10432 Connected from Elephant Road 04Green + 04Blue (6500----------ID-2275-----------6231)Pobon

## Donia POP
Switch No & Port | FMC Infromation | Donia POP |  |  |  |  | Medi Plus Pharmacy Bornomala Road Donia
|  | LIU port no. | Code | 799 | ID#1702 | 646 | Code
Mikrotik= | MC-1310 | 1 | Blue | SEBL Donia Brach |  |  | Blue
|  | 2 | Orange |  |  |  | Orange
|  | 3 | Green |  |  |  | Green
|  | 4 | Brown |  |  |  | Brown
|  | 5 | Slate |  |  |  | Slate
|  | 6 | White |  |  |  | White
|  | 7 | Red |  |  |  | Red
|  | 8 | Black |  |  |  | Black
|  | 9 | Yellow |  |  |  | Yellow
|  | 10 | Violet |  |  |  | Violet
|  | 11 | Pink |  |  |  | Pink
|  | 12 | Trans |  |  |  | Trans
Note on G20: SEBL Donia Branch 12Blue+
Note on N20: SEBL Donia Branch 12Blue+4Blue(5546--------ID#3003-----5844)

## Metronet
Planners POP |  |  |  | Metronet
| 7469 | ID - 1109 | Metronet Cable
Blue
Orange
Green
Brown
Slate
Trans
Note on E11: Planners POP connected with Metronet 06 Blue (7469---------ID-1109---------** Metronet)Pobon

## Sheet1
[15 empty] | Boubazar POC | [15 empty] | Noor Tower POC/National Plaza POC |  |  | POC Tj box
[6 empty] | Cable Goes to Panthapath POP Backbone |  |  |  |  | ID-5606 | [20 empty] | 1644 | 1617 | Sumon
[15 empty] | Blue | [15 empty] | Blue |  | ID#269 | Blue
[15 empty] | Orange | [15 empty] | Orange |  |  | Orange
[15 empty] | Green | [15 empty] | Green |  |  | Green
[15 empty] | Brown | [15 empty] | Brown |  |  | Brown
[15 empty] | Slate | [15 empty] | Slate |  |  | Slate
[15 empty] | White | [15 empty] | White |  |  | White
[15 empty] | Red | [15 empty] | Red |  |  | Red
[15 empty] | Black | [15 empty] | Black |  |  | Black
[15 empty] | Yellow | [15 empty] | Yellow |  |  | Yellow
[15 empty] | Violet | [15 empty] | Violet |  |  | Violet
[15 empty] | Pink | [15 empty] | Pink |  |  | Pink
[15 empty] | Trans | [15 empty] | Trans |  |  | Trans
Summit Center POC Serial-02, ID-3114
[39 empty] | 2027 |  | Cable Goes to Kawran Bazaar POP Backbone
Blue
|  |  | Dhaka Tribune FR Tower, 8/C Panthopath, Shukrabad | [9 empty] | Dhaka Tribune FR Tower, 8/C Panthopath, Shukrabad | [7 empty] | Square Hospital POC TJb |  |  |  | Square Hospital POC |  |  |  |  | Tejgaon Thana POC |  |  |  |  | Tejgaon Thana POC TJB
|  |  |  | 2269 | ID#2609 | [6 empty] | 2170 | [5 empty] | 6315 | ID-1505 | 6497 |  | 6500 | ID-1505 | 6531
|  |  | Blue | [9 empty] | Blue | Blue | 2169 |  | Blue |  |  |  | Blue |  |  |  | Blue |  |  |  |  | Blue |  |  |  |  | Blue
|  |  | Orange | [9 empty] | Orange |  |  |  | Orange |  |  |  | Orange |  |  |  | Orange |  |  |  |  | Orange |  |  |  |  | Orange
|  |  | Green | [9 empty] | Green |  |  |  | Green |  |  |  | Green |  |  |  | Green |  |  |  |  | Green |  |  |  |  | Green
|  |  | Trans | [9 empty] | Trans |  |  |  | Trans |  |  |  | Trans |  |  |  | Trans |  |  |  |  | Trans |  |  |  |  | Trans
Splitter 2:16
[111 empty] | Green | Blue
Cable Goes to Planners Dhanmondi Backbone.
[99 empty] | ID - 719 | [10 empty] | 695 | Black | Orange
[99 empty] | ID - 719 | [10 empty] | 695 | Yellow | Green
[80 empty] | Brown |  | Slate |  | White | [29 empty] | Trans
[99 empty] | ID - 719 | [10 empty] | 695 | Red | Brown
[110 empty] | White Tube | Green | Slate
[99 empty] | ID - 2104 | [9 empty] | 2252 | White Tube | Blue | White
[99 empty] | ID - 2104 | [9 empty] | 2252 | White Tube | Trans | Red
[99 empty] | ID - 2104 | [9 empty] | 2252 | White Tube | Orange | Black
[111 empty] | Orange | Blue
[110 empty] | Slate Tube | Green | Orange
[99 empty] | ID - 2104 | [9 empty] | 2252 | Slate Tube | Trans | Green
Trans
[110 empty] | 695 | Violet | Brown
[110 empty] | 1460 | Blue | Slate
[110 empty] | 695 | Trans | White
[110 empty] | 1460 | Green | Red
[110 empty] | 1460 | Brown | Black
12core=2066
| 1st floor Duct Room(LOOP) | [6 empty] | 1st floor Duct Room | [5 empty] | Front of Hi-Tech Furniture | [13 empty] | Pacific Furniture Mart H-23 C | [49 empty] | Side of Planners Tower | [54 empty] | Inside of Planners POP TJB | [10 empty] | Planners Done-08-09-2015 | Planners POP |  |  | FMC Infromation | Switch No & Port
[8 empty] | TJB | [5 empty] | TJB | [25 empty] | Ackhor torwer, Multimode | [7 empty] | Hamdad Laboratories | [98 empty] | LIU 1
|  | 3101 |  |  |  |  | 3008 | Amir | [6 empty] | 3820 | [10 empty] | ID#2074 | 3620 |  | 4400 |  |  |  |  | ID#2074 |  | 3821 |  |  |  | Monir |  |  |  |  | 400 | ID#719 | 619 | TJB |  | Amir |  |  |  | 620 |  |  |  | ID-G0719 | [18 empty] | 695 | Raton | [40 empty] | 1911 | [9 empty] | ID#2109 |  |  | 1736 | Raton | 437 | [8 empty] | ID#2112 | 451 |  |  | LIU port no.
| Green |  | 24 Core |  |  |  |  | Green | 3005 | ID#2106 | 24 Core |  |  | Blue | [13 empty] | Blue | [8 empty] | Blue |  |  |  |  | 1173 | Blue | Blue |  |  |  | 1 |  |  | 619 | Blue | Blue | [24 empty] | Blue | [38 empty] | Blue | White | [26 empty] | Blue | White | 2
| Blue | [6 empty] | Blue |  |  |  | Green(Wh T) | 2902 | Orange | [13 empty] | Orange | [8 empty] | Orange | [6 empty] | Orange |  |  |  | 2 |  |  | 317 | Orange | Orange | [24 empty] | Orange | [38 empty] | Orange | [27 empty] | Orange |  | 3
White Tube | [6 empty] | White Tube
| Orange | [6 empty] | Orange | [5 empty] | Green | [13 empty] | Green | [8 empty] | Green | [6 empty] | Green |  |  |  | 3 |  |  | 619 |  | Green | [24 empty] | Green | [38 empty] | Green | [27 empty] | Green |  | 1 | [5 empty] | Multimode
| Trans | [6 empty] | Trans | [5 empty] | Trans | [13 empty] | Trans | [8 empty] | Trans | [6 empty] | Brown |  |  |  | 4 |  |  | 317 | Brown | Brown | [24 empty] | Brown | [38 empty] | Trans | [15 empty] | Problem | [10 empty] | Problem | Trans |  | 4 | [5 empty] | Computer city branch , Multiplan center , New Elephent road connected
[44 empty] | Slate |  |  |  | 5 |  |  | 317 | Slate | Slate | [24 empty] | Slate | [38 empty] | Green | Blue | [26 empty] | Green | Blue | 5
[44 empty] | White |  |  |  |  | 24core |  | 2575 | Blue | White | [24 empty] | White | [38 empty] | Blue | [27 empty] | Blue |  | 6 |  |  | 1310 |  |  | Computer city, 75,76 (3rd Floor), B. S. Bhabon ,
[29 empty] | 5100 |  |  |  |  | ID#2074 |  | 5000
[28 empty] | Blue | [8 empty] | Blue | [6 empty] | Red |  |  |  | 1 |  |  | 317 | Red | Red | [24 empty] | Red | [38 empty] | Orange | [13 empty] | (Wh Tube)= | Trans |  | Orange | (Bl Tube) | [9 empty] | Orange |  | 7 | [5 empty] | Islamic TV
[28 empty] | Orange | [8 empty] | Orange |  |  |  |  | 5000 | Blue | Black |  |  |  | 2 |  |  | 619 | Black | Black | [24 empty] | Black | [38 empty] | Trans | [27 empty] | Trans |  | 8
[28 empty] | Green | [8 empty] | Green | [6 empty] | Yellow |  |  |  | 3 |  |  | 619 | Yellow | Yellow | [24 empty] | Yellow | [36 empty] | Yellow |  | Green | Orange | [14 empty] | Green | [10 empty] | HSBC HO Anchor Tower | Green | Orange | 9 | MC-1310 | Cisco Port # 03
[28 empty] | Trans | [8 empty] | Trans |  |  |  |  | 3821 | Blue | Violet |  |  |  | 4 |  |  | 619 | Violet | Violet | [24 empty] | Violet | [38 empty] | Blue | [27 empty] | Blue |  | 10
[42 empty] | 1173 | Brown | Pink |  |  |  | 5 |  |  |  | Pink | Pink | [24 empty] | Pink
[42 empty] | 2821 | Orange | Trans |  |  |  | 6 |  |  |  | Trans | Trans | [24 empty] | Trans | [38 empty] | Orange | [27 empty] | Orange |  | 11
[117 empty] | Trans | [27 empty] | Trans |  | 12 |  |  | Patch cord |  | LIU-2 Port -7
[117 empty] | Green | Green | [26 empty] | Green | Green | 13
[115 empty] | 695 | White | Blue | [26 empty] | Digi 21 System ltd. | Blue |  | 14 | MC 1310 | Cisco#16
[117 empty] | Orange | [27 empty] | Orange |  | 15
[117 empty] | Trans | [27 empty] | Trans |  | 16
24core
[77 empty] | 2252 | Green | White | [37 empty] | Green | Brown | [26 empty] | Green | Brown | 17
[77 empty] | 2252 | Blue | [38 empty] | Blue | [27 empty] | Blue |  | 18
[77 empty] | 2252 | Orange | [38 empty] | Orange | [27 empty] | Orange |  | 19
[75 empty] | ID - 2104 |  | 2252 | Trans | [38 empty] | Trans | [27 empty] | Trans |  | 20
[77 empty] | 2252 | Green | Slate | [37 empty] | Green | Slate | [26 empty] | Green | Slate | 21
[77 empty] | 2252 | Blue | [38 empty] | Blue | [27 empty] | Blue |  | 22
[77 empty] | 2252 | Orange | [38 empty] | Orange | [27 empty] | Orange |  | 23
[75 empty] | ID - 2104 |  | 2252 | Trans | [38 empty] | Trans | [27 empty] | Trans |  | 24 | GSFP-2 |  | OLT Main
ID - 834
[88 empty] | Mosjid-e- Noor | [8 empty] | Jononi Steel Agency | [33 empty] | Boundary of Planner Tower | [8 empty] | Inside of Planners POP |  |  |  |  | Planner Tower POP
[88 empty] | TJB | [59 empty] | FMC Infromation | Switch No & Port
[86 empty] | ID#5873 | 789 | Raton | [5 empty] | xx |  | 782 | [21 empty] | 1474 | [8 empty] | ID#1807 |  |  | 1545 |  | xx |  | ID#1807 |  |  |  |  | 1310 |  | 258 |  | ID#1074
[88 empty] | Blue |  |  |  |  | Blue |  |  |  | Blue | [19 empty] | Blue | [13 empty] | Blue | [8 empty] | Blue | Planners POP to Elephent road POP |  |  |  | Blue |  | 1550 | SFP Port # 28 | Hu Port #28
[88 empty] | Orange |  |  |  |  | Orange |  |  |  | Orange | Blue | 1594 | [17 empty] | Orange | [13 empty] | Orange | [8 empty] | Orange | Daily Desh Times |  |  |  | Orange
[88 empty] | Green |  |  |  |  | Green |  |  |  | Green | [19 empty] | Green | [13 empty] | Green | [8 empty] | Green | Planners POP to Concord NOC |  |  |  | Green
[88 empty] | Brown |  |  |  |  | Brown |  |  |  | Brown | Green | 1594 | [17 empty] | Brown | [13 empty] | Brown | [8 empty] | Brown | Lexus Travels Sonartory Tower |  |  |  | Brown
[88 empty] | Slate |  |  |  |  | Slate |  |  |  | Slate | Brown | 1594 | [17 empty] | Slate | [13 empty] | Slate | [8 empty] | Slate | Actweel Technology (BD) LTD. |  |  |  | Slate
[88 empty] | Trans |  |  |  |  | Trans |  |  |  | Trans | Orange | 1594 | [17 empty] | Trans | [13 empty] | Trans | [8 empty] | Trans |  |  |  |  | Trans
[88 empty] | Ciramic Oshan Bangala Motor | [9 empty] | Opp Nur-Jahan Tower | [13 empty] | Banglmotor Foot overbridge POC TJB
Cable goes to Banglamotor PP POC pls see CCT to Motijhel Backbone
[88 empty] | Monir | [5 empty] | 416 | ID#691 |  | 369 | Monir | [8 empty] | 7592 |  | ID#7272 | 7646
[88 empty] | Blue | Blue | [8 empty] | Blue | [7 empty] | Blue | [5 empty] | Blue |  |  | 5677 |  | ID#7272
[88 empty] | Orange | Orange | [8 empty] | Orange | [7 empty] | Orange | [5 empty] | Orange
[88 empty] | Green | [9 empty] | Green | [7 empty] | Green | [5 empty] | Green
[88 empty] | Brown | [9 empty] | Brown | [7 empty] | Brown | [5 empty] | Brown | [9 empty] | Cable goes to Bangla Motor POC
[88 empty] | Slate | Slate | [8 empty] | Slate | [7 empty] | Slate | [5 empty] | Slate
[88 empty] | Trans | [9 empty] | Trans | [7 empty] | White | [5 empty] | White
[106 empty] | Red | [5 empty] | Red
[106 empty] | Black | [5 empty] | Black
[106 empty] | Yellow | [5 empty] | Yellow
[106 empty] | Violet | [5 empty] | Violet
[106 empty] | Pink | [5 empty] | Pink
[106 empty] | Transparent | [5 empty] | Transparent
DIGI 21
[103 empty] | ID#2106 | [6 empty] | 2900 | White | [12 empty] | 5652
[112 empty] | Green |  |  |  | ID#2074 | [8 empty] | Blue | Pacth Cord
[112 empty] | Blue | [12 empty] | Orange
[112 empty] | Orange | [12 empty] | Green
[112 empty] | Trans | [12 empty] | Brown
Blue
Green
[112 empty] | Blue | Blue | 5800
Orange
Trans
NTTN
[131 empty] | ARC Tower POC | [11 empty] | Elephent Road Wimax POP
[131 empty] | 537 |  | 537 |  | 537 | 537 | 537 |  | 537 |  |  |  | 650 |  | 650
[143 empty] | ID-5445 |  | ID-5445
[139 empty] | ID#5228 |  |  | ARC Tower / Anondo sweets
TJB
[141 empty] | 525 | Sumon | [5 empty] | 2133 | ID#1263
[142 empty] | Blue | 421
[142 empty] | Orange | 421
Green
[142 empty] | Brown | Orange | 5812
Slate
[141 empty] | AIBL | White | Blue | 5812
ID#306
1874
1885
2124
ID#7814
250
Front of SCBL
2110
ID#2814
[81 empty] | Rahman Enterprixe / Opp My TV / Side Of Mosjid | [7 empty] | Nahar Mavel | [28 empty] | Front of Motaleb plaza
[80 empty] | 2478 | Monir |  |  | 298 | ID - 2107 |  |  | 436 | Monir |  |  | 2542 | [7 empty] | ID - 2104 | [16 empty] | 3004
[78 empty] | ID - 2112 |  |  | Green | White | Trans | [5 empty] | Green | White | Trans | [26 empty] | Green | White | Trans | 524
[169 empty] | Al-Barakah Tower H - 252, Elephant Road POC TJB |  |  |  |  | 278/3 Sonargaon Road |  |  |  |  | Sonali Bank |  |  |  |  | Sadia Batary & Tyre |  |  |  | Nayem Enterprise | [5 empty] | Badhuya Shop 257/7 ERD | [6 empty] | Aushta Benjon Resturant |  |  | 558m Full length |  |  | ICMAB
[81 empty] | Blue |  | Blue | [5 empty] | Blue |  | Blue | [26 empty] | Blue |  | Blue | [28 empty] | Mohammad Bakary Hatirpool |  |  |  | 44 Gafur Tower H-190 ERD |  |  |  |  | Sheltech /Gafur Bhaban | [10 empty] | Sumon |  |  |  |  | Jewel |  |  |  |  | Jewel |  |  |  |  | Amir |  |  |  | Amir | [12 empty] | Ratan
[149 empty] | Komol | [8 empty] | juel | [15 empty] | TJB |  |  |  |  | TJB | [13 empty] | 2460 |  | 253 |  | ID#2430 |  |  | 302 |  | 2593 | ID#9562
[81 empty] | Orange |  | Orange | [5 empty] | Orange |  | Orange | [26 empty] | Orange |  | Orange | x | [25 empty] | ID#9562 | 1755 |  | 1759 | ID#9562 | 2022 |  | 2024 | ID#9562 |  | 2057 |  | 10 | ID-6032 | 1 | Hatirpul POC Bamboo |  |  | Katabon POC | 1061 | ID-0953 | 1184 |  | 2317 |  | ID - 9562 | 2541 |  | 1181 |  | ID - 1607 | 1298 |  | 2600 |  |  | 2638 |  | 2508 | ID - 9562 | 2529 |  | 2542 | ID - 9562
[81 empty] | Trans |  | Green | [5 empty] | Trans |  | Green | [26 empty] | Trans |  | Green | 524
[81 empty] | Green | Slate | Orange | [5 empty] | Green | Slate | Orange | [26 empty] | Green | Slate | Orange | 524
[81 empty] | Blue |  | Brown | [5 empty] | Blue |  | Brown | [26 empty] | Blue |  | Brown | 524
[81 empty] | Orange |  | Blue | [5 empty] | Orange |  | Blue | [26 empty] | Orange |  | Blue | 524
[81 empty] | Trans |  | Slate | [5 empty] | Trans |  | Slate | [26 empty] | Trans |  | Slate | 524
[138 empty] | ID=5866 |  | ID=5866 |  | ID=5866 |  | ID=5866 |  | ID=5866 |  | ID=5866
ID#677
[57 empty] | 1043 | 1043 | 1043 | 1043
[57 empty] | Trans | Green | Orange | Blue
497M
[56 empty] | Nasir Trade Center Bangla Motor | [9 empty] | Front of Sonatori tower |  |  |  |  | Mojaik Tiles |  |  |  | Smart Tiles 43/1, Bir Uttam Road | [27 empty] | Motalib Plaza | [60 empty] | DBBL ATM,Motaleb Plaza | [9 empty] | Opp Hatirpool kachabazar/beside LG showroom | [21 empty] | Dynesty Furniture | [20 empty] | Bhuiyan Genaral Store | [13 empty] | Brighton Hospital & Daignostic center | [18 empty] | Mam Shoes/Primer Bank
[66 empty] | TJB 1 |  | 97M |  |  | TJB |  |  |  | TJB | [29 empty] | Amir | [58 empty] | TJB | [9 empty] | TJB | [21 empty] | TJB' | [20 empty] | TJB | [13 empty] | TJB | [18 empty] | TJB1
[55 empty] | 260 | [7 empty] | 205 | ID#1706 | 159 |  | 738 | ID#281 |  | 805 | Sumon | 1709 | ID#3139/612 | 1593 |  | 1590 | [25 empty] | 1343 |  |  | Bamboo | [47 empty] | 1342 | [9 empty] | 1311 | Sabuj | [6 empty] | 1308 |  | 1251 | Bijoy | [11 empty] | 454 | [8 empty] | 509 | Sabuj | 511 | [17 empty] | 563 |  | Sabuj |  |  | 1883 | [9 empty] | 1789 | Bijoy | 1148 | [16 empty] | 915 | Sumon
[56 empty] | Blue | [5 empty] | Blue |  |  |  | Blue |  |  |  |  | Blue | [31 empty] | Blue | Blue | 1457 | [68 empty] | Blue | [75 empty] | Blue | Blue
[138 empty] | 654 | [5 empty] | 654
[53 empty] | ID#177 |  |  | Orange | [5 empty] | Orange |  |  |  | Orange |  |  |  |  | Orange | [31 empty] | Orange | Green | 1457 | [32 empty] | Trans | [5 empty] | Green | [7 empty] | Orange | [21 empty] | Orange | 1651 | [74 empty] | Orange | Orange
[56 empty] | Green | [5 empty] | Green |  |  |  | Green |  |  |  |  | Green | [31 empty] | Green | White | 1457 | [32 empty] | 3000 | [5 empty] | 3000 | [7 empty] | Green | [21 empty] | Green | [75 empty] | Green | Green
[138 empty] | Orange | [5 empty] | Blue
[56 empty] | Brown | [5 empty] | Brown |  |  |  | Brown |  |  |  |  | Brown | [31 empty] | Brown | Trans | 1457 | [44 empty] | 654 | Orange | Brown | [21 empty] | Brown | 1651 | [74 empty] | Brown | Brown
[56 empty] | Slate | [5 empty] | Slate |  |  |  | Slate |  |  |  |  | Slate | [31 empty] | Slate | Red | 1457 | [46 empty] | Slate | [21 empty] | Slate | 1651 | [74 empty] | Slate | Slate
[56 empty] | White | [5 empty] | White |  |  |  | White |  |  |  |  | White | [31 empty] | White | [46 empty] | 654 | Brown | White | [21 empty] | White | [75 empty] | White | White
[56 empty] | Red | [5 empty] | Red |  |  |  | Red |  |  | Islamic TV |  | Red | [31 empty] | Red | Orange | 1457 | [46 empty] | Red | [21 empty] | Red | [75 empty] | Red | Red
[56 empty] | Black |  |  |  | 1043 | Orange | Black |  |  |  | Black |  |  |  | Akij | Black | [31 empty] | Black | Black |  |  |  | 1343 | Black | [40 empty] | 654 | Slate | Black | [21 empty] | Black | 1651 | Brown | [73 empty] | Black | Black
[56 empty] | Yellow | [5 empty] | Yellow |  |  |  | Yellow |  |  |  |  | Yellow | [31 empty] | Yellow | [48 empty] | Yellow | [21 empty] | Yellow | [75 empty] | Yellow | Yellow
[56 empty] | Violet | [5 empty] | Violet |  |  |  | Violet |  |  |  |  | Violet | [31 empty] | Violet | Slate | 1457 | [46 empty] | Violet | [21 empty] | Violet | [75 empty] | Violet | Violet
[56 empty] | Pink | [5 empty] | Pink |  |  |  | Pink |  |  |  |  | Pink | [31 empty] | Pink | [19 empty] | 654 | [28 empty] | Pink | [21 empty] | Pink | [75 empty] | Pink | Pink
Blue
[56 empty] | Transparent | [5 empty] | Transparent |  |  |  | Transparent |  |  |  |  | Transparent | [31 empty] | Trans | Brown | 1457 | [46 empty] | Transparent | [21 empty] | Transparent | [75 empty] | Trans | Trans
[123 empty] | 1457 | [14 empty] | ID - 2204 | [5 empty] | ID - 2204
[106 empty] | Trans | [10 empty] | Pink |  | Violet |  | Yellow |  | Black | Red |  | White |  | Slate | Brown |  | Green |  | Orange |  | Blue
2853
Dinesti Furniture Motaleb Plaza
[138 empty] | 6000 | [5 empty] | Blue
[138 empty] | ID#2808 | [123 empty] | Concord Tower | [6 empty] | 3rd floor Belcony concord tower |  |  |  | Banglamotor Summit hand hole |  | Banglamotor Summit Patrol Pump POC
[262 empty] | LIU 2 | [6 empty] | TJB
[138 empty] | 6059 | [124 empty] | Tube | Code |  |  |  | 660 | Monir | 2677 | ID-2110 | 2855
[138 empty] | Dinesti Furniture Motaleb Plaza | [123 empty] | 1 | White | Green | CTG STM 1st Link Via Moghbazar to Summit | [7 empty] | White | Green | White | Green
[138 empty] | 2853 | [5 empty] | Blue
[262 empty] | 2 |  | Blue | Concord POP to One Asia IIG Sumit ODF | [8 empty] | Blue |  | Blue
[261 empty] | Borak Tower Sumit ODF end 144 core Tray#6, Port #12 | 3 |  | Orange | Concord POP to Borak Tower Sumit ODF | [8 empty] | Orange |  | Orange
[262 empty] | 4 |  | Trans | CTG STM 2nd Link Via Bangla Motors to Planners | [8 empty] | Trans |  | Trans
[177 empty] | ID#2032 |  | ID#2032 |  | ID#2032 |  | ID#2032
[262 empty] | 5 | Blue | Green |  |  | One Bank Doctor Goli Branch | [5 empty] | Blue | Green | Blue | Green
[262 empty] | 6 |  | Blue | Impress | [8 empty] | Blue |  | Blue
[261 empty] | 560M | 7 |  | Orange | Concord POP to Segunbagicha POP | [8 empty] | Orange |  | Orange
ID - 2204
[262 empty] | 8 |  | Trans | IBBL Moghbazar Branch, | [8 empty] | Trans |  | Trans | Mogbazar in fornt of 3star hotel (Duct EP)
Near Vai vai Resturent/Bangladesh Polli Unnion Board/Habib Nwabullah Moor
[138 empty] | Orange | [5 empty] | Blue | [29 empty] | TJB | [10 empty] | TJB | [76 empty] | 9 | Orange | Green |  |  | HPL | [5 empty] | Orange | Green | Orange | Green
[138 empty] | 2680 | [35 empty] | Monir | [11 empty] | 170
[138 empty] | Opp Paribag Mosjid | [35 empty] | Blue | 2037 | [9 empty] | Blue | [76 empty] | 10 |  | Blue | South East Bank Ltd. MD Res |  | Padma group | [6 empty] | Blue |  | Blue |  | SPRC and Neurology hospital/oppopsite dilu road
[138 empty] | 4170 | [5 empty] | Blue | [133 empty] | ID-781
[138 empty] | Orange | [35 empty] | Orange | [9 empty] | 2037 | Orange | [75 empty] | 3202M | 11 |  | Orange |  |  | IFRC 1 | [6 empty] | Orange |  | Orange
[174 empty] | Green | [8 empty] | Brown | 2037 | Green | [76 empty] | 12 |  | Trans | IFRC - [British Red Cross]-Mogbazar | [8 empty] | Trans |  | Trans
ID - 405
[174 empty] | Brown | [10 empty] | Brown | [76 empty] | 13 | Green | Green | Concord POP to Gulshan-1 POP | [6 empty] | Gulshan-1 | Green | Green | Green | Green
[174 empty] | Slate | [10 empty] | Slate | [76 empty] | 14 |  |  |  |  | SCBL Gulfesha ATM,Moghbazar | [6 empty] | Blue |  | Blue
[174 empty] | White | [10 empty] | White | [76 empty] | 15 |  | Orange | Concord Tower POP to Planners Tower POP | [8 empty] | Orange |  | Orange
4112
[138 empty] | House37/2 Paribag | [123 empty] | 16 |  | Trans | Concord Toewr POP to Hamim POP | [6 empty] | Hamim |  | Trans |  | Trans
4110
[262 empty] | 17 | Brown | Green |  |  | BTCL | [5 empty] | Brown | Green | Brown | Green
[262 empty] | 18 |  | Blue |  |  | BTCL | [6 empty] | Blue |  | Blue
[138 empty] | ID - 405 | [123 empty] | 19 |  | Orange | Opus Technology Limited | [8 empty] | Orange |  | Orange
[262 empty] | 20 |  | Trans | SCB Kakrail Branch, | [8 empty] | Trans |  | Trans
[138 empty] | Karnofully MD Res | [5 empty] | GSP Finince | [117 empty] | 21 | Slate | Green | Concord Tower POP to Mouchak Wimax POP | [7 empty] | Slate | Green | Slate | Green
[138 empty] | 3992 | [5 empty] | 3992
[138 empty] | Padma Oil Company 06, Paribag | [123 empty] | 22 |  | Blue | SEBL Mouchak Branch. | [8 empty] | Blue |  | Blue
1773
[262 empty] | 23 |  | Orange | AIBL-Mouchak Branch | [8 empty] | Orange |  | Orange
[106 empty] | ID#5300 | [10 empty] | ID#5300 |  | ID#5300 |  | ID#5300 |  | ID#5300 | ID#5300 |  | ID#5300 |  | ID#5300 | ID#5300 |  | ID#5300 |  | ID#5300 |  | ID#5300
[144 empty] | ID#2807 | [117 empty] | 24 |  | Trans | Padma Diagnostic Center Ltd. | [8 empty] | Trans |  | Trans
[144 empty] | 1675 | [44 empty] | 6Core |  |  |  | 6Core
[189 empty] | ID-5866 |  |  |  | ID-5866
445
Sakura POC
3star POC tjb sumon
Sheraton POC
991
ID#340
[189 empty] | 1114 |  | 1114 |  | 1114 | [16 empty] | OK
[160 empty] | Splitter 1:8 | [28 empty] | Behind OF SCBL Sheraton | [20 empty] | Planner Tower POP |  |  |  |  | Inside of Planners POP |  |  |  | Boundary of Planner Tower |  |  |  |  | Jononi Steel Agency | [5 empty] | Mosjid-e- Noor | [12 empty] | Ciramic Oshan Bangala Motor | [5 empty] | Near Foot overbridge POC
[208 empty] | Switch No & Port | FMC Infromation | [20 empty] | TJB
[161 empty] | Blue | Blue | [49 empty] | ID#1074 |  | 258 |  | 1310 | ID#1807 | xxx |  | 1545 |  | ID#1807 | 1474 |  | 782 |  |  |  | xx | Raton | [6 empty] | 10688 |  |  | ID#691 |  | 10643 | Monir |  |  |  |  | xx |  | 7594 | ID#7272
[210 empty] | Blue | Planners POP to Elephent road POP |  |  |  | Blue |  |  |  | Blue |  |  |  |  | Blue | [5 empty] | Blue | [5 empty] | Blue | [6 empty] | Blue | Blue | 410 |  |  |  | Blue
[161 empty] | Orange | Orange
[210 empty] | Orange |  | Daily Desh Times |  |  | Orange |  |  |  | Orange |  |  |  |  | Orange | [5 empty] | Orange | [5 empty] | Orange | [6 empty] | Orange | Orange | 410 |  |  |  | Orange
[161 empty] | Green | Green
[159 empty] | Trans | [50 empty] | Green | Planners POP to Concord NOC |  |  |  | Green |  |  |  | Green |  |  |  |  | Green | [5 empty] | Green | [5 empty] | Green | [6 empty] | Green | [5 empty] | Green
[161 empty] | Brown | Slate
[210 empty] | Brown | Lexus Travels Sonartory Tower |  |  |  | Brown |  |  |  | Brown |  |  |  |  | Brown |  |  | Pls check the client reading |  |  | Brown | [5 empty] | Brown | [6 empty] | Brown | [5 empty] | Trans
Blue
[210 empty] | Slate |  |  |  |  | Slate |  |  |  | Slate |  |  |  |  | Slate | [5 empty] | Slate | [5 empty] | Slate | [6 empty] | Slate
[161 empty] | Orange | Blue
[210 empty] | Trans |  |  |  |  | Trans |  |  |  | Trans |  |  |  |  | Trans | [5 empty] | Trans | [5 empty] | Trans | [6 empty] | Trans
[161 empty] | Green | Green
[161 empty] | Brown | Trans
R# 5, H# 25/A (Juwel)
[193 empty] | 3010m |  | 3012m
Blue
[155 empty] | Agrani bank POC TJB | [38 empty] | Orange
[148 empty] | TJB |  |  | ID - 5495 |  |  | 648 |  | Sumon | [20 empty] | 1411
[155 empty] | Blue | [20 empty] | Blue | [5 empty] | ID - 686 | [11 empty] | Green
[155 empty] | Orange | [20 empty] | Orange | [17 empty] | Trans
[155 empty] | Green | Trans | Splitter | [18 empty] | Green
[155 empty] | Brown | [20 empty] | Brown | [22 empty] | Road -5 mor, H-27/A
[155 empty] | Slate | [20 empty] | Slate | [16 empty] | Cable goes to Dhanmondi 8 |  |  | ID#2735 |  | 6392 | [7 empty] | 15835 |  | Cable goes to Dhanmondi - 4 POP
[199 empty] | Blue |  |  |  |  | 3098 | Blue
[155 empty] | White | [20 empty] | Trans
[199 empty] | Orange | [5 empty] | Orange
Red
[199 empty] | Green | [5 empty] | Green
Black
[199 empty] | Trans | [5 empty] | Brown
Yellow
Slate
Violet
Trans
Pink
Trans
ID-7272
[179 empty] | Slate |  | Brown |  | Green |  | Orange |  | Blue |  | Blue |  | Blue |  | Orange
[179 empty] | 1382 |  | 1382 |  | 1382 |  | 1382 |  | 1382 |  | 2800 |  |  | 7646
[182 empty] | Agrani Bank POC | [6 empty] | Fatema orchid POC, Dhan-5 |  | Foot overbridge POC
[179 empty] | NTTN-512 |  | NTTN-512 |  | NTTN-512 |  | NTTN-512 |  | NTTN-512 |  | NTTN-1682 |  | NTTN-
[181 empty] | ARC Tower POC | [13 empty] | Elephent Road Wimax POP
[179 empty] | 537 |  | 537 |  | 537 |  | 537 |  | 537 |  | 537 |  | 537 |  |  |  | 650 |  | 650 |  | 650
[179 empty] | Red |  | White |  | Slate |  | Brown |  | Green |  | Orange |  | Blue
[195 empty] | ID-5445 |  | ID-5445 |  | ID-5445
[191 empty] | ID#5228 |  |  | ARC Tower / Anondo sweets | [11 empty] | Bank Asia Elephent Road | [9 empty] | opp Eastern Mollika/Lucky Super Shop |  |  |  | Opp DBBL FT/ Oshod Gor House#347 |  |  |  | New Steel Store |  |  |  | Opp Trust Bank |  |  |  |  | Opp Hamdard |  |  |  |  | Nur Manson Elephant Road |  |  |  | Nur Manson Elephant Road |  |  |  |  | New Market 2nd Gate | [7 empty] | Opp New Market Over Bridge |  |  |  |  | Off Telegrap Office side of BTCL | [5 empty] | Dhaka Bank Road Corssing |  |  |  | Dhaka Bank Roof Top TJB
[194 empty] | TJB | [11 empty] | TJB | [9 empty] | TJB |  |  |  | TJB |  |  |  | TJB |  |  |  | Jewel |  |  |  |  | Jewel | [8 empty] | Jewel | [8 empty] | TJB |  |  |  | TJB |  |  |  |  | TJB | [5 empty] | TJB |  |  |  | TJB
[193 empty] | 525 | Sumon | [8 empty] | 2133 | ID#1263 | 2234 | Sumon | [6 empty] | 4273 | ID#1733 | 4335 | Sumon | 1292 | ID#2430 | 1357 | Amir | 4337 | ID#1733 | 4387 | Raton | 1413 | ID#2430 | 1463 |  |  | 283 | ID#5873 | 150 |  |  | 1104 | ID#0851 | 1134 |  | 1137 | ID#0851 | 1214 |  |  | 149 | ID#5866 | 101 |  |  | Jewel |  |  | 646 | ID#0548 | 807 | Sumon |  | 149 | ID#506 | 1 | Sumon |  |  | 239 | ID#5338 | 70 | Sumon | 1950 | ID#1525 | 1818 | Sumon
[194 empty] | Blue | 421 | [6 empty] | Blue |  |  |  | Blue | [5 empty] | Blue |  |  |  | Blue |  |  |  | Blue |  |  |  | Blue |  | PHOTO LOUNGE |  | Blue | Blue |  |  |  | Blue | Blue |  |  |  | Blue |  |  |  | Blue | Blue |  |  |  | Blue |  |  |  | Blue |  |  |  | Blue | Blue |  |  |  | Blue |  | Blue |  |  |  | Blue |  |  |  | Blue
[194 empty] | Orange | 421 |  |  |  | 421 |  |  | Orange |  |  |  | Orange | [5 empty] | Orange |  |  |  | Orange |  |  |  | Orange |  |  |  | Orange |  | TRUST BANK LTD. |  | Orange | Orange |  |  |  | Orange | Orange |  |  |  | Orange |  |  |  | Orange | Orange |  |  |  | Orange |  |  |  | Orange |  |  |  | Orange | Orange |  |  |  | Orange |  | Orange |  |  |  | Orange |  |  |  | Orange
[194 empty] | Green | [7 empty] | Green |  |  |  | Green | [5 empty] | Green |  |  |  | Green |  |  |  | Green |  |  |  | Green |  |  |  | Green | Green |  |  |  | Green | Green |  |  |  | Green |  |  |  | Green | Green |  |  |  | Green |  |  |  | Green |  |  |  | Green | Green |  |  |  | Green |  | Green |  |  |  | Green |  |  |  | Green
[194 empty] | Brown | Orange | 5812 | [5 empty] | Brown |  |  |  | Brown | [5 empty] | Borwn |  |  |  | Brown |  |  |  | Brown |  |  |  | Brown |  |  |  | Trans | Borwn |  |  |  | Borwn | Trans |  |  |  | Trans |  |  |  | Trans | Borwn |  |  |  | Borwn |  |  |  | Brown |  |  |  | Brown | Trans |  |  |  | Borwn |  | Trans |  |  |  | Trans |  |  |  | Trans
[194 empty] | Slate | [7 empty] | Slate |  |  |  | Slate | [5 empty] | Slate |  |  |  | Slate |  |  |  | Slate |  |  |  | Slate |  |  |  |  | Slate |  |  |  | Slate | [9 empty] | Slate |  |  |  | Slate |  |  |  | Slate |  |  |  | Slate |  |  |  |  | Slate
[194 empty] | White | [7 empty] | Trans |  |  |  | Trans | [5 empty] | Trans |  |  |  | Trans |  |  |  | Trans |  |  |  | Trans |  |  |  |  | Trans |  |  |  | Trans | [9 empty] | Trans |  |  |  | Trans |  |  |  | White |  |  |  | White |  |  |  |  | Trans
[194 empty] | Red | Blue | 5812 | [54 empty] | Red |  |  |  | Red
[194 empty] | Black | [56 empty] | Black |  |  |  | Black
[207 empty] | Markential Bank, Elephant Road | [8 empty] | 75 Elephent Road |  |  |  | Front of Al -Arafah Elephant Road
[194 empty] | Yellow | [12 empty] | TJB | [8 empty] | TJB |  |  |  | TJB | [30 empty] | Yellow |  |  |  | Yellow
[206 empty] | 5674 | Sumon | 442 |  |  | ID#5219 |  |  |  | 478 | Sumon | 1174 | ID#5654 | 1108 | Sumon
[194 empty] | Violet | [8 empty] | ID#306 |  |  |  | Blue | [8 empty] | Blue |  |  |  | Blue | [30 empty] | Violet |  |  |  | Violet
[194 empty] | Pink | [12 empty] | Orange | [8 empty] | Orange |  |  |  | Orange | [30 empty] | Pink |  |  |  | Pink
[194 empty] | Trans | [12 empty] | Green | [8 empty] | Green |  |  |  | Green | [30 empty] | Trans |  |  |  | Trans
[207 empty] | Trans | [8 empty] | Brown |  |  |  | Trans
Note on X10: Haque chember POP To KB POP connected with Noor Tower POC via Summit Center POC
Note on AT10: Planners POP to Kawran Bazar POP Via Sundorban Hotel POC via Summit Center POC 12Blue
Note on AW10: Planners POP to Kawran Bazar POP Via Sundorban Hotel POC via Summit Center POC 12Blue
Note on X12: Haque chember Panthopath POP to Dhanmondi -27 POP with connected via Baubazar POC via 12 Orange
Note on AT12: Link is goes to Squre POC
Note on BA37: Kwbazar POP to Planners POP Via Summit Center POC via Sundorbon Hotel POC 12Blue=6Blue
Note on I42: Dhaka Tribune FR Tower, 8/C Panthopath, Shukrabad connected from Planners POP 4Blue
Note on AA42: SS Still connected from Planners pop via Sundorbon poc and Square hospital POC 4Blue
Note on AG42: SS Still connected from Planners pop via Sundorbon poc and Square hospital POC 4Blue+Blue
Note on AM42: SS Still connected from Planners pop via Sundorbon poc and Square hospital POC 4Blue
Note on AS42: Dhaka Tribune FR Tower, 8/C Panthopath, Shukrabad to 153/A Tejgaon Square Hospital E/P via Tejgaon Thana POC P2P
Note on AX42: Dhaka Tribune FR Tower, 8/C Panthopath, Shukrabad to 153/A Tejgaon Square Hospital E/P via Tejgaon Thana POC P2P
Note on I44: Dhaka Tribune FR Tower, 8/C Panthopath, Shukrabad to 153/A Tejgaon Square Hospital E/P via Tejgaon Thana POC P2P 4Orange
Note on AA44: Dhaka Tribune FR Tower, 8/C Panthopath, Shukrabad to 153/A Tejgaon P2P via Square Hospital POC via Tejgaon Thana POC P2P 4Orange
Note on AG44: Dhaka Tribune FR Tower, 8/C Panthopath, Shukrabad to 153/A Tejgaon P2P via Square Hospital POC via Tejgaon Thana POC P2P 4Orange+Orange
Note on AM44: Dhaka Tribune FR Tower, 8/C Panthopath, Shukrabad to 153/A Tejgaon P2P via Square Hospital POC via Tejgaon Thana POC P2P 4Orange
Note on FS51: Multimode Group - Anchor Tower, 108 Bir Uttam C R Dutta Road, Tejgaon, Dhaka Connected from Planners POP 12Green = Blue Slpitter
Note on FT51: Multimode Group - Anchor Tower, 108 Bir Uttam C R Dutta Road, Tejgaon, Dhaka Connected from Planners POP
Note on FS53: Philips Bangladesh ,Monem Business District, Level 9, office unit # B, East Tower 111, Bir Uttam CR Dutta Road (Sonargaon Road), connected from Planner POP 12Black=Orange Slpitter
Note on FT53: Philips Bangladesh ,Monem Business District, Level 9, office unit # B, East Tower 111, Bir Uttam CR Dutta Road (Sonargaon Road), connected from Planner POP
Note on FS55: HSBC HO Anchor Tower, 5th floor, 108 Bir Uttam C.R. Dutta Road, Dhaka-1205, connected from Planner POP 12Yellow=Green Slpitter
Note on FT55: HSBC HO Anchor Tower, 5th floor, 108 Bir Uttam C.R. Dutta Road, Dhaka-1205, connected from Planner POP
Note on FS57: Akij Group - Akij Ceramics Limited dislpay center: Mojaffar Tower 55 Bir Uttam CR Datta Road (41 poribug, Sonargaon Road), Dhaka – 1000. connected from Planner POP 12Red= Brown Slpitter
Note on FT57: Akij Group - Akij Ceramics Limited dislpay center: Mojaffar Tower 55 Bir Uttam CR Datta Road (41 poribug, Sonargaon Road), Dhaka – 1000. connected from Planner POP
Note on FS59: Karnofully MD Res 5 Poribag, Bangla Motor, Dhaka. Connected from Planners POP Green(Tube-White)=Slate Slpitter
Note on FT59: Karnofully MD Res 5 Poribag, Bangla Motor, Dhaka. Connected from Planners POP
Note on FS61: SCB Motalab Plaza ATM, Motalib Plaza, 8, Paribug, Sonargaon Road, Hatirpool, Dhaka connected from Planner POP Blue(Tube-White)=White Slpitter
Note on FT61: SCB Motalab Plaza ATM, Motalib Plaza, 8, Paribug, Sonargaon Road, Hatirpool, Dhaka connected from Planner POP
Note on FS63: GSP Finince 1 Poribag, Mymonsingh Raod, Dhaka connected from Planners POP Trans(White-Tube)=Red Slpitter
Note on FT63: GSP Finince 1 Poribag, Mymonsingh Raod, Dhaka connected from Planners POP
Note on FS65: ICMA Bangladesh ICMA Bhaban, Nilkhet Dhaka-1205 connected from Planners POP Orange(White-Tube)=Black Slpitter
Note on FT65: ICMA Bangladesh ICMA Bhaban, Nilkhet Dhaka-1205 connected from Planners POP
Note on FS67: This core goes to Elephant Road Agrani Bank POC TJB for Splitter 12Orange=Blue Slpitter
Note on FT67: This core goes to Elephant Road Agrani Bank POC TJB for Splitter
Note on FS69: Sonali Bank Hotel Sheraton Branch Sheraton Hotel, Minto Road Dhaka, Dhaka connected from Planners POP Green (Tube-Slate)24core
Note on FT69: Sonali Bank Hotel Sheraton Branch Sheraton Hotel, Minto Road Dhaka, Dhaka connected from Planners POP
Note on FS71: SCB Sheraton Hotel, Annex Building, Sheraton Hotel, 1 Minto Road, Ramna, Dhaka-1000 connected from Planners POP Trans(Tube-Slate)24core
Note on FT71: SCB Sheraton Hotel, Annex Building, Sheraton Hotel, 1 Minto Road, Ramna, Dhaka-1000 connected from Planners POP
Note on FS73: Hi-Tech Furniture - plot - 1/C, panthpath Connected From Planners POP Spliter Brown = 12Violet
Note on FT73: Hi-Tech Furniture - plot - 1/C, panthpath Connected From Planners POP Spliter Brown = 12Violet
Note on FS75: Actweel Technology (BD) LTD. Installation Location: Noorjahan Tower, 4th floor, Link Road, Banglamotor, Dhaka, Ramna, Dhaka, connected from Planners POP 12 Blue=Slate Splitter
Note on FS77: United air connected from Planners
Note on FT77: United air connected from Planners
Note on FS79: Lexus Travels Sonartory Tower,7th Floor 12 Sonargaon Bir Uttam CR Dutta Rd, Dhaka 1000, Dhaka. Connected from Planners POP 12Green = Black Splitter
Note on P92: Unided air UTC Building Conneceted from Planners POP 24Green (White Tube)=6Blue(1729------------------1749)ID#6289
Note on W92: Hi-Tech Furniture - plot - 1/C, panthpath Connected From Planners POP 04Blue+4Blue(1171------------ID#2613---------1226)
Note on AQ92: Hi-Tech Furniture - plot - 1/C, panthpath Connected From Planners POP 04Blue
Note on AZ92: Hi-Tech Furniture - plot - 1/C, panthpath Connected From Planners POP 12Violet = 04Blue
Note on BQ92: Planners POP to Kawran Bazar POP Via Sundorban Hotel POC via Summit Center POC 6Blue=12Blue
Note on CT92: Planners POP to Kawran Bazar POP Via Sundorban Hotel POC via Summit Center POC 12Blue=12Blue
Note on EC92: Planners POP to Kawran Bazar POP Via Sundorban Hotel POC via Summit Center POC 12Blue=12Blue
Note on FZ92: Planners POP to Kawran Bazar POP Via Sundorban Hotel POC via Summit Center POC 12Blue =Blue(Tube-White)24Core
Note on W94: United air UTC
Note on AZ94: United air connected from Planners
Note on CT94: This core goes to Elephant Road Agrani Bank POC TJB for Splitter 12Orange=12Orange
Note on EC94: This core goes to Elephant Road Agrani Bank POC TJB for Splitter 12Orange=Blue Slpitter
Note on BQ96: Multimode Group - Anchor Tower, 108 Bir Uttam C R Dutta Road, Tejgaon, Dhaka Connected from Planners POP 12Green = 06Blue(***-------------***) Total 160m Monir
Note on CT96: Multimode Group - Anchor Tower, 108 Bir Uttam C R Dutta Road, Tejgaon, Dhaka Connected from Planners POP 12Green = 12Green
Note on EC96: Multimode Group - Anchor Tower, 108 Bir Uttam C R Dutta Road, Tejgaon, Dhaka Connected from Planners POP 12Green = Blue Slpitter
Note on CT102: 12White=24Blue(Blue tube)
Note on EC102: Digi 21 System ltd. Nurjahan Tower connected from Planner POP 24core Blue (Green Tube) = 12core White
Note on AQ104: Philips Bangladesh ,Monem Business District, Level 9, office unit # B, East Tower 111, Bir Uttam CR Dutta Road (Sonargaon Road), connected from Planner POP 4 Blue=4Blue(4621-4806)
Note on AZ104: Philips Bangladesh ,Monem Business District, Level 9, office unit # B, East Tower 111, Bir Uttam CR Dutta Road (Sonargaon Road), connected from Planner POP 12Black=4Blue
Note on CT104: Akij Group - Akij Ceramics Limited dislpay center: Mojaffar Tower 55 Bir Uttam CR Datta Road (41 poribug, Sonargaon Road), Dhaka – 1000. connected from Planner POP 12Red=12Red
Note on EC104: Akij Group - Akij Ceramics Limited dislpay center: Mojaffar Tower 55 Bir Uttam CR Datta Road (41 poribug, Sonargaon Road), Dhaka – 1000. connected from Planner POP 12Red= Brown Slpitter
Note on GR104: Author:
Note on BQ106: Philips Bangladesh ,Monem Business District, Level 9, office unit # B, East Tower 111, Bir Uttam CR Dutta Road (Sonargaon Road), connected from Planner POP 12Black=4Blue
Note on CT106: Philips Bangladesh ,Monem Business District, Level 9, office unit # B, East Tower 111, Bir Uttam CR Dutta Road (Sonargaon Road), connected from Planner POP 12Black=12Black
Note on EC106: Philips Bangladesh ,Monem Business District, Level 9, office unit # B, East Tower 111, Bir Uttam CR Dutta Road (Sonargaon Road), connected from Planner POP 12Black=Orange Slpitter
Note on BQ108: HSBC HO Anchor Tower, 5th floor, 108 Bir Uttam C.R. Dutta Road, Dhaka-1205, connected from Planner POP 12yellow=4Blue(4082---------------------ID#701------Anchor Tower Boundary 4blue+4Blue(4124+1900) -----------------1812)ID#1834
Note on CT108: HSBC HO Anchor Tower, 5th floor, 108 Bir Uttam C.R. Dutta Road, Dhaka-1205, connected from Planner POP 12Yellow=12Yellow
Note on EC108: HSBC HO Anchor Tower, 5th floor, 108 Bir Uttam C.R. Dutta Road, Dhaka-1205, connected from Planner POP 12Yellow=Green Spliter
Note on FZ108: HSBC HO Anchor Tower, 5th floor, 108 Bir Uttam C.R. Dutta Road, Dhaka-1205, connected from Planner POP 24core (Tube-Orange) Green = 12Yellow
Note on GR108: HSBC HO Anchor Tower, 5th floor, 108 Bir Uttam C.R. Dutta Road, Dhaka-1205, connected from Planner POP 24core (Tube-Orange) Green
Note on HF108: HSBC HO Anchor Tower, 5th floor, 108 Bir Uttam C.R. Dutta Road, Dhaka-1205, connected from Planner POP 24core (Tube-Orange) Green
Note on BQ110: Hi-Tech Furniture - plot - 1/C, panthpath Connected From Planners POP 12Violet = 04Blue
Note on CS110: Hi-Tech Furniture - plot - 1/C, panthpath Connected From Planners POP Spliter Brown = 12Violet
Note on CT110: Hi-Tech Furniture - plot - 1/C, panthpath Connected From Planners POP 12Violet = 12Violet
Note on EC110: Hi-Tech Furniture - plot - 1/C, panthpath Connected From Planners POP Spliter Brown = 12Violet
Note on Z112: Philips Bangladesh ,Monem Business District, Level 9, office unit # B, East Tower 111, Bir Uttam CR Dutta Road (Sonargaon Road), connected from Planner POP 6Orange=4Blue(4621-4806)
Note on BQ114: United air connected from Planners
Note on CT114: United air connected from Planners
Note on FZ120: Digi 21 System ltd. Nurjahan Tower 45th Floor connected from Planner POP 24core Blue (Green Tube) = 12core White
Note on HF120: Digi 21 System ltd. Nurjahan Tower 45th Floor connected from Planner POP Blue(Tube-Green)24core
Note on EC126: Karnofully MD Res 5 Poribag, Bangla Motor, Dhaka. Connected from Planners POP Green(Tube-White)=Slate Slpitter
Note on GR126: Green=Trans
Note on EC128: SCB Motalab Plaza ATM, Motalib Plaza, 8, Paribug, Sonargaon Road, Hatirpool, Dhaka connected from Planner POP Blue(Tube-White)=White Slpitter
Note on EC130: ICMA Bangladesh ICMA Bhaban, Nilkhet Dhaka-1205 connected from Planners POP Orange(White-Tube)=Black Slpitter
Note on EC132: GSP Finince 1 Poribag, Mymonsingh Raod, Dhaka connected from Planners POP Trans(White-Tube)=Red Slpitter
Note on GR132: GSP Finince 1 Poribag, Mymonsingh Raod connected from Planners POP (Brown Tube )Trans=Green (Brown Tube)
Note on EC134: Sonali Bank Hotel Sheraton Branch Sheraton Hotel, Minto Road Dhaka, Dhaka connected from Planners POP Green (Tube-Slate)24core
Note on EC140: SCB Sheraton Hotel, Annex Building, Sheraton Hotel, 1 Minto Road, Ramna, Dhaka-1000 connected from Planners POP Trans(Tube-Slate)24core
Note on FZ140: SCB Sheraton Hotel, Annex Building, Sheraton Hotel, 1 Minto Road, Ramna, Dhaka-1000 connected from Planners POP Trans(Tube-Slate)24core
Note on HF140: OLT Connected from Planners POP Trans(Tube-Slate)24core
Note on ES151: Planners POP to Elephent Road POP via Banglamotor Foot overbridge POC via ARC Tower POC 6Blue=6Blue
Note on EZ151: Planners POP to Elephent Road POP via Banglamotor Foot overbridge POC via ARC Tower POC 6Blue=6Blue
Note on FE151: Planners POP to Elephent Road POP via Banglamotor Foot overbridge POC via ARC Tower POC 6Blue=6Blue
Note on FZ151: Planners POP to Elephent Road POP via Banglamotor Foot overbridge POC via ARC Tower POC 6Blue=6Blue
Note on GP151: Planners POP to Elephent Road POP via Banglamotor Foot overbridge POC via ARC Tower POC 6Blue=6Blue
Note on HA151: Planners POP to Elephent Road POP via Banglamotor Foot overbridge POC via ARC Tower POC 6Blue=6Blue
Note on HF151: Planners POP to Elephent Road POP via Banglamotor Foot overbridge POC via ARC Tower POC 6Blue
Note on ES153: Planners POP to Concord Tower POP via Banglamotor Foot overbridge POC via Banglamotor PP POC 6Orange=6Trans
Note on EZ153: Actweel Technology (BD) LTD. Installation Location: Noorjahan Tower, 4th floor, Link Road, Banglamotor, Dhaka, Ramna, Dhaka, connected from Planners POP
Note on FE153: Actweel Technology (BD) LTD. Installation Location: Noorjahan Tower, 4th floor, Link Road, Banglamotor, Dhaka, Ramna, Dhaka, connected from Planners POP 12Blue = 06 Orange
Note on GP153: Daily Desh Times 65 Mymensingh Lane (22 Biponon Plot), 5th floor, Banglamotor, Dhaka-1000 connected from Planners POP 6Orange=6Orange
Note on HA153: Daily Desh Times 65 Mymensingh Lane (22 Biponon Plot), 5th floor, Banglamotor, Dhaka-1000 connected from Planners POP 6Orange=6Orange
Note on GP155: Planners POP to Concord Tower POP via Banglamotor Foot overbridge POC via Banglamotor PP POC 6Green=6Green
Note on HA155: Planners POP to Concord Tower POP via Banglamotor Foot overbridge POC via Banglamotor PP POC 6Green=6Green
Note on EZ157: Lexus Travels Sonartory Tower,7th Floor 12 Sonargaon Bir Uttam CR Dutta Rd, Dhaka 1000, Dhaka. Connected from Planners POP 6Brown=4Blue (5495-) ID#2369
Note on FE157: Lexus Travels Sonartory Tower,7th Floor 12 Sonargaon Bir Uttam CR Dutta Rd, Dhaka 1000, Dhaka. Connected from Planners POP 12Green=6Brown
Note on GP157: Lexus Travels Sonartory Tower,7th Floor 12 Sonargaon Bir Uttam CR Dutta Rd, Dhaka 1000, Dhaka. Connected from Planners POP 6Brown=6Brown
Note on HA157: Lexus Travels Sonartory Tower,7th Floor 12 Sonargaon Bir Uttam CR Dutta Rd, Dhaka 1000, Dhaka. Connected from Planners POP 6Brown=6Brown
Note on ES159: Actweel Technology (BD) LTD. Installation Location: Noorjahan Tower, 4th floor, Link Road, Banglamotor, Dhaka, Ramna, Dhaka, connected from Planners POP 6 Slate=6Orange
Note on FE159: 12Brown = 06Slate
Note on GP159: Actweel Technology (BD) LTD. Installation Location: Noorjahan Tower, 4th floor, Link Road, Banglamotor, Dhaka, Ramna, Dhaka, connected from Planners POP 6 Slate=6Slate
Note on HA159: Actweel Technology (BD) LTD. Installation Location: Noorjahan Tower, 4th floor, Link Road, Banglamotor, Dhaka, Ramna, Dhaka, connected from Planners POP 6 Slate=6Slate
Note on EZ161: Planners POP to Concord Tower POP via Banglamotor Foot overbridge POC via Banglamotor PP POC 6Orange=6Trans
Note on FE161: Planners POP to Concord Tower POP via Banglamotor Foot overbridge POC via Banglamotor PP POC 6Orange=6Trans
Note on ES171: Planners POP to Elephent Road POP via Banglamotor Foot overbridge POC via ARC Tower POC 6Blue=6Blue
Note on FF171: Planners POP to Elephent Road POP via Banglamotor Foot overbridge POC via ARC Tower POC 6Blue=12Blue
Note on FN171: Planners POP to Elephent Road POP via Banglamotor Foot overbridge POC via ARC Tower POC 6Blue=12Blue
Note on FT171: Planners POP to Elephent Road POP via Banglamotor Foot overbridge POC via ARC Tower POC 12Blue
Note on ES173: Planners POP to Concord Tower POP via Banglamotor Foot overbridge POC via Banglamotor PP POC 6Orange=6Orange
Note on FF173: Planners POP to Concord Tower POP via Banglamotor Foot overbridge POC via Banglamotor PP POC 6Orange=12Orange
Note on FN173: Planners POP to Concord Tower POP via Banglamotor Foot overbridge POC via Banglamotor PP POC 6Orange=12Orange
Note on FT173: Planners POP to Concord Tower POP via Banglamotor Foot overbridge POC via Banglamotor PP POC 12Orange
Note on FN175: Actweel Technology (BD) LTD. Installation Location: Noorjahan Tower, 4th floor, Link Road, Banglamotor, Dhaka, Ramna, Dhaka, connected from Planners POP 6Slate=12Green
Note on FT175: Actweel Technology (BD) LTD. Installation Location: Noorjahan Tower, 4th floor, Link Road, Banglamotor, Dhaka, Ramna, Dhaka, connected from Planners POP 12Green=4Blue (3700+3873)ID#631
Note on ES179: Actweel Technology (BD) LTD. Installation Location: Noorjahan Tower, 4th floor, Link Road, Banglamotor, Dhaka, Ramna, Dhaka, connected from Planners POP 6 Slate=6Slate
Note on FF179: Actweel Technology (BD) LTD. Installation Location: Noorjahan Tower, 4th floor, Link Road, Banglamotor, Dhaka, Ramna, Dhaka, connected from Planners POP 6 Slate=12Green
Note on FT214: Digi 21 Connected from Planners POP 24Blue(White Tube)=4Blue
Note on GP222: Al Arafah Islami Bank Ltd. Elephant Road Branch, 91, New Elephent Road connected from Planner POP =12White
Note on GR222: Trust Bank Elephent road Branch M.R. Mansion (1st floor),19, Elephant Road,Dhaka connected from Planners POP =12Slate
Note on GT222: HI-TECH Furniture. 272/B Elephant Road (3rd Floor), Dhaka-1205.connected from Planners POP 12Brown
Note on GV222: EBL Eastern Mollika Offsite ATM Eastern Mollika Shopping City, 26/ 1-2 Elephant Road. Dhaka connected from Planner POP connected from Planner POP 12Green
Note on GX222: Elephent road wimax POP to Dhanmondi 4 POP via ARC Tower POC via Fatema orcihid Dhanmondi 5 POC =12Orange
Note on GZ222: Planners POP to Elephent Road POP via Banglamotor Foot overbridge POC via ARC Tower POC Blue=12Blue
Note on HD223: Planners POP to Elephent Road POP via Banglamotor Foot overbridge POC via ARC Tower POC 12Blue
Note on HF223: Elephent road wimax POP to Dhanmondi 4 POP via ARC Tower POC via Fatema orcihid Dhanmondi 5 POC 12Orange
Note on HC252: Planners POP to Elephent Road POP via Banglamotor Foot overbridge POC via ARC Tower POC 12Blue=12Blue
Note on HC254: Elephent road wimax POP to Dhanmondi 4 POP via ARC Tower POC via Fatema orcihid Dhanmondi 5 POC 12Orange=12Orange
Note on HC256: EBL Eastern Mollika Offsite ATM Eastern Mollika Shopping City, 26/ 1-2 Elephant Road. Dhaka connected from Planner POP connected from Planner POP 6Green=6Green
Note on HC258: HI-TECH Furniture. 272/B Elephant Road (3rd Floor), Dhaka-1205.connected from Planners POP 12 Brown = 4Orange
Note on HC260: Trust Bank Elephent road Branch M.R. Mansion (1st floor),19, Elephant Road,Dhaka connected from Planners POP 12Slate=6Slate
Note on HC262: Al Arafah Islami Bank , 91, New Elephent Road connected form Planners POP 12white=4Blue (1293----ID35664------- 75 Elephent Road TJB Amir ID#5219 (1189--479) -------- Markential Bank TJB Amir (443---1213) ID#554 Front of Al arafah TJB(1093-) -- )
Note on GL285: SCB Motalab Plaza ATM, Motalib Plaza, 8, Paribug, Sonargaon Road, Hatirpool, Dhaka connected from Planner POP 4Blue=4Blue(1270+XX----ID-1472 (45m)-----Underground TJB-2 (XX + 379) Motalab Plaza Basement TJB --ID - 6656---443) Total last mile cable=325m
Note on GL297: SCB Motalab Plaza ATM, Motalib Plaza, 8, Paribug, Sonargaon Road, Hatirpool, Dhaka connected from Planner POP 2Blue=4Blue
Note on GL308: SCB Motalab Plaza ATM, Motalib Plaza, 8, Paribug, Sonargaon Road, Hatirpool, Dhaka connected from Planner POP 2Blue=4Red
Note on EJ316: Karnofully MD Res 5 Poribag, Bangla Motor, Dhaka. Connected from Planners POP Green(Tube-White)=Green(Tube-Brown)24core
Note on EL316: Karnofully MD Res 5 Poribag, Bangla Motor, Dhaka. Connected from Planners POP 24core (White Tube) Green=6Trans
Note on ET316: Karnofully MD Res 5 Poribag, Bangla Motor, Dhaka. Connected from Planners POP Green(Tube-White)=Green(Tube-Brown)24core
Note on EV316: Karnofully MD Res 5 Poribag, Bangla Motor, Dhaka. Connected from Planners POP 24core (White Tube) Green=6Trans
Note on GA316: Karnofully MD Res 5 Poribag, Bangla Motor, Dhaka. Connected from Planners POP Green(Tube-White)=Green(Tube-Brown)24core
Note on GC316: Karnofully MD Res 5 Poribag, Bangla Motor, Dhaka. Connected from Planners POP 24core (White Tube) Green=6Trans
Note on EJ318: SCB Motalab Plaza ATM, Motalib Plaza, 8, Paribug, Sonargaon Road, Hatirpool, Dhaka connected from Planner POP Blue(Tube-White)=Blue(Tube-Brown)24core
Note on EL318: SCB Motalab Plaza ATM, Motalib Plaza, 8, Paribug, Sonargaon Road, Hatirpool, Dhaka connected from Planner POP 24core (White Tube) Blue=2Blue
Note on ET318: SCB Motalab Plaza ATM, Motalib Plaza, 8, Paribug, Sonargaon Road, Hatirpool, Dhaka connected from Planner POP Blue(Tube-White)=Blue(Tube-Brown)24core
Note on EV318: SCB Motalab Plaza ATM, Motalib Plaza, 8, Paribug, Sonargaon Road, Hatirpool, Dhaka connected from Planner POP 24core (White Tube) Blue=2Blue
Note on GA318: SCB Motalab Plaza ATM, Motalib Plaza, 8, Paribug, Sonargaon Road, Hatirpool, Dhaka connected from Planner POP Blue(Tube-White)=Blue(Tube-Brown)24core
Note on GC318: SCB Motalab Plaza ATM, Motalib Plaza, 8, Paribug, Sonargaon Road, Hatirpool, Dhaka connected from Planner POP 24core (White Tube) Blue=2Blue
Note on EJ320: ICMA Bangladesh ICMA Bhaban, Nilkhet Dhaka-1205 connected from Planners POP Orange(White-Tube)=Orange (Tube-Brown)24core
Note on EL320: ICMA Bangladesh ICMA Bhaban, Nilkhet Dhaka-1205 connected from Planners POP 24core (White Tube)Ornage= 4Orange
Note on ET320: ICMA Bangladesh ICMA Bhaban, Nilkhet Dhaka-1205 connected from Planners POP Orange(White-Tube)=Orange (Tube-Brown)24core
Note on EV320: ICMA Bangladesh ICMA Bhaban, Nilkhet Dhaka-1205 connected from Planners POP 24core (White Tube)Ornage= 4Orange
Note on GA320: ICMA Bangladesh ICMA Bhaban, Nilkhet Dhaka-1205 connected from Planners POP Orange(White-Tube)=Orange (Tube-Brown)24core
Note on GC320: ICMA Bangladesh ICMA Bhaban, Nilkhet Dhaka-1205 connected from Planners POP 24core (White Tube)Ornage= 4Orange
Note on HJ320: ICMA Bangladesh ICMA Bhaban, Nilkhet Dhaka-1205 connected from Planners POP 4Orange=4Orange
Note on HN320: ICMA Bangladesh ICMA Bhaban, Nilkhet Dhaka-1205 connected from Planners POP 4Orange=4Orange
Note on HS320: ICMA Bangladesh ICMA Bhaban, Nilkhet Dhaka-1205 connected from Planners POP 4Orange=4Blue
Note on IF320: ICMAB 4Blue=4Orange
Note on IN320: ICMAB 4Orange=4Orange
Note on IS320: ICMAB 4Orange=4Orange
Note on IX320: ICMAB 4Orange=4Orange
Note on JB320: ICMAB 4Orange=4Orange
Note on JH320: ICMA Bangladesh ICMA Bhaban, Nilkhet Dhaka-1205 connected from Planners POP 4Orange=4Orange
Note on JO320: ICMA Bangladesh ICMA Bhaban, Nilkhet Dhaka-1205 connected from Planners POP 4Orange=4Orange
Note on JU320: ICMA Bangladesh ICMA Bhaban, Nilkhet Dhaka-1205 connected from Planners POP
Note on EJ322: GSP Finince 1 Poribag, Mymonsingh Raod, Dhaka connected from Planners POP Trans(White-Tube)=Trans (Tube-Brown)24core
Note on EL322: GSP Finince 1 Poribag, Mymonsingh Raod, Dhaka connected from Planners POP 24core-(White Tube)Trans =6Green
Note on ET322: GSP Finince 1 Poribag, Mymonsingh Raod, Dhaka connected from Planners POP Trans(White-Tube)=Trans (Tube-Brown)24core
Note on EV322: GSP Finince 1 Poribag, Mymonsingh Raod, Dhaka connected from Planners POP 24core-(White Tube)Trans =6Green
Note on GA322: GSP Finince 1 Poribag, Mymonsingh Raod, Dhaka connected from Planners POP Trans(White-Tube)=Trans (Tube-Brown)24core
Note on GC322: GSP Finince 1 Poribag, Mymonsingh Raod, Dhaka connected from Planners POP 24core-(White Tube)Trans =6Green
Note on EJ324: Sonali Bank Hotel Sheraton Branch Sheraton Hotel, Minto Road Dhaka, Dhaka connected from Planners POP Green (Tube-Slate)24core
Note on EL324: Sonali Bank Hotel Sheraton Branch Sheraton Hotel, Minto Road Dhaka, Dhaka connected from Planners POP 24core (Slate Tube) Green=6Orange
Note on ET324: Sonali Bank Hotel Sheraton Branch Sheraton Hotel, Minto Road Dhaka, Dhaka connected from Planners POP Green (Tube-Slate)24core
Note on EV324: Sonali Bank Hotel Sheraton Branch Sheraton Hotel, Minto Road Dhaka, Dhaka connected from Planners POP 24core (Slate Tube) Green=6Orange
Note on GA324: Sonali Bank Hotel Sheraton Branch Sheraton Hotel, Minto Road Dhaka, Dhaka connected from Planners POP Green (Tube-Slate)24core
Note on GC324: Sonali Bank Hotel Sheraton Branch Sheraton Hotel, Minto Road Dhaka, Dhaka connected from Planners POP 24core (Slate Tube) Green=6Orange
Note on EJ330: SCB Sheraton Hotel, Annex Building, Sheraton Hotel, 1 Minto Road, Ramna, Dhaka-1000 connected from Planners POP Trans(Tube-Slate)24core
Note on EL330: SCB Sheraton Hotel, Annex Building, Sheraton Hotel, 1 Minto Road, Ramna, Dhaka-1000 connected from Planners POP 24core (Slate Tube) Trans=6Slate
Note on ET330: SCB Sheraton Hotel, Annex Building, Sheraton Hotel, 1 Minto Road, Ramna, Dhaka-1000 connected from Planners POP Trans(Tube-Slate)24core
Note on EV330: SCB Sheraton Hotel, Annex Building, Sheraton Hotel, 1 Minto Road, Ramna, Dhaka-1000 connected from Planners POP 24core (Slate Tube) Trans=6Slate
Note on GA330: SCB Sheraton Hotel, Annex Building, Sheraton Hotel, 1 Minto Road, Ramna, Dhaka-1000 connected from Planners POP Trans(Tube-Slate)24core
Note on GC330: SCB Sheraton Hotel, Annex Building, Sheraton Hotel, 1 Minto Road, Ramna, Dhaka-1000 connected from Planners POP 24core (Slate Tube) Trans=6Slate
Note on CW357: This core goes to Elephant Road Agrani Bank POC TJB for Splitter 12Orange=12Orange
Note on DG357: This core goes to Elephant Road Agrani Bank POC TJB for Splitter 12Orange=12Orange
Note on DL357: This core goes to Elephant Road Agrani Bank POC TJB for Splitter 12Orange=12Orange
Note on DR357: This core goes to Elephant Road Agrani Bank POC TJB for Splitter 12Orange=12Orange
Note on FK357: This core goes to Elephant Road Agrani Bank POC TJB for Splitter 12Orange=12Green
Note on HM357: Electronic Business Solution Ltd. Room31104, Block#D, 11th Floor, PG Hospital, Shahabag, connected from Planner pop 6Blue=12Orange
Note on IN357: Electronic Business Solution Ltd. Room31104, Block#D, 11th Floor, PG Hospital, Shahabag, connected from Planner pop 12Orange=12Blue
Note on GY358: Karnofully MD Res 5 Poribag, Bangla Motor, Dhaka. Connected from Planners POP 6Trans=4Orange (3000---Opp Paribag Mosjid TJB Sumon ID#2204 (2680+4170) ID#405 4Orange=4Orange --- House37/2 Paribag TJB Sumon (4112+4110) ID#405 4Orange=4Orange ----------- Padma Oil 6 Paribag TJB Sumon ID# 405 (3990+2310) 4Orange+4Blue ------- House#5, Gate TJB ID# 1272 (2399+442) 4Blue+4Blue -------298) ID#2613 MC-1310
Note on HE358: GSP Finince 1 Poribag, Mymonsingh Raod, Dhaka connected from Planners POP 6Green=4Blue (3000---Opp Paribag Mosjid TJB Sumon ID#2204 (2680+4170) ID#405 4Blue=4Blue --- House#7/2 Paribag TJB Sumon (4112+4110) ID#405 4Blue=4Blue ----------- Padma Oil 6 Paribag TJB Sumon ID# 405 (3990+2520)----2400) ID#2204
Note on CW359: UCC ECS Computer City, Shop # 713, Level-7 Multiplan Center, 69-71, New Elephant Road Dhaka-1205 connected from Planner POP 12Geen = 12core Green
Note on DG359: UCC ECS Computer City, Shop # 713, Level-7 Multiplan Center, 69-71, New Elephant Road Dhaka-1205 connected from Planner POP 12Geen = 12core Green
Note on DL359: UCC ECS Computer City, Shop # 713, Level-7 Multiplan Center, 69-71, New Elephant Road Dhaka-1205 connected from Planner POP 12Geen = 12core Green
Note on DR359: UCC ECS Computer City, Shop # 713, Level-7 Multiplan Center, 69-71, New Elephant Road Dhaka-1205 connected from Planner POP 12Geen = 12core Green
Note on FL359: UCC ECS Computer City, Shop # 713, Level-7 Multiplan Center, 69-71, New Elephant Road Dhaka-1205 connected from Planner POP 12Geen = 12core White
Note on IN359: SCB Elephant Road ATM, 230 New Elephant Road Dhaka connected from Planners POP 12Green=12Green
Note on KE359: SCB Elephant Road ATM, 230 New Elephant Road Dhaka connected from Planners POP 12Green=12White
Note on HM361: Sonali Bank Hotel Sheraton Branch Sheraton Hotel, Minto Road Dhaka, Dhaka connected from Planners POP 6Orange=12Brown
Note on IN361: Sonali Bank Hotel Sheraton Branch Sheraton Hotel, Minto Road Dhaka, Dhaka connected from Planners POP 12Brown=12Orange
Note on HM365: SCB Elephant Road ATM, 230 New Elephant Road Dhaka connected from Planners POP 6Brown=12White
Note on LL365: SCB Elephant Road ATM, 230 New Elephant Road Dhaka connected from Planners POP 12White=4Blue(1925----- Front of SCBL TJB(1796+1553)Amir -1535)
Note on CW367: Akij Group - Akij Ceramics Limited dislpay center: Mojaffar Tower 55 Bir Uttam CR Datta Road (41 poribug, Sonargaon Road), Dhaka – 1000. connected from Planner POP 12Red=12Black
Note on DP367: Islamic TV (34/1(3rd Floor), Paribag, Sonargaon Road connected from Planner POP 12Red=4Blue(3160-3319)
Note on DG369: Akij Group - Akij Ceramics Limited dislpay center: Mojaffar Tower 55 Bir Uttam CR Datta Road (41 poribug, Sonargaon Road), Dhaka – 1000. connected from Planner POP 4 Orange= 12 Black
Note on DL369: Akij Group - Akij Ceramics Limited dislpay center: Mojaffar Tower 55 Bir Uttam CR Datta Road (41 poribug, Sonargaon Road), Dhaka – 1000. connected from Planner POP 4 Orange= 12 Black
Note on DR369: Akij Group - Akij Ceramics Limited dislpay center: Mojaffar Tower 55 Bir Uttam CR Datta Road (41 poribug, Sonargaon Road), Dhaka – 1000. connected from Planner POP 12 Black = 06Blue(1514-------ID-6031---1635)Jewel
Note on FR369: Poribag, Mymonsingh Raod, Dhaka connected from Planners POP 12 Black =4Green (3000---Opp Paribag Mosjid TJB Sumon ID#2204 (2680+4170) ID#405 4Green=4Green --- House#7/2 Paribag TJB Sumon (4112+4110) ID#405 4Green=4Blue
Note on HM369: SCB Sheraton Hotel, Annex Building, Sheraton Hotel, 1 Minto Road, Ramna, Dhaka-1000 connected from Planners POP 6Slate=12Black
Note on IN369: SCB Sheraton Hotel, Annex Building, Sheraton Hotel, 1 Minto Road, Ramna, Dhaka-1000 connected from Planners POP 12Black=12Brown
Note on GF377: PHOTO LOUNGE 19,Elefent Road, 4th Floor Dhaka, Newmarket, Dhaka, connected from Planners POP
Note on GY388: Karnofully MD Res 5 Poribag, Bangla Motor, Dhaka. Connected from Planners POP 04Orange = 4Orange
Note on HE388: GSP Finince 1 Poribag, Mymonsingh Raod, Dhaka connected from Planners POP 04Blue=4Blue
Note on GY398: Karnofully MD Res 5 Poribag, Bangla Motor, Dhaka. Connected from Planners POP 04Orange = 4Orange
Note on HE398: GSP Finince 1 Poribag, Mymonsingh Raod, Dhaka connected from Planners POP 04Blue=4Blue
Note on MA398: CTG STM 1st Link Via Moghbazar to Summit 24core (White Tube) Green
Note on MM398: CTG STM 1st Link Via Moghbazar to Summit 24core (White Tube) Green
Note on NA398: CTG STM 1st Link Via Moghbazar to Summit 24core (White Tube) Green
Note on MA400: Concord POP to One Asia IIG Sumit ODF 24core (White Tube) Blue
Note on MM400: Concord POP to One Asia IIG Sumit ODF 24core (White Tube) Blue
Note on NA400: Concord POP to One Asia IIG Sumit ODF 24core (White Tube) Blue
Note on MA402: Concord POP to Borak Tower Sumit ODF 24core (White Tube) Orange
Note on MM402: Concord POP to Borak Tower Sumit ODF 24core (White Tube) Orange
Note on NA402: Concord POP to Borak Tower Sumit ODF 24core (White Tube) Orange
Note on MA404: CTG STM 2nd Link Via Bangla Motors to Planners 24core (White Tube) Trans
Note on MM404: CTG STM 2nd Link Via Bangla Motors to Planners 24core (White Tube) Trans
Note on NA404: CTG STM 2nd Link Via Bangla Motors to Planners 24core (White Tube) Trans
Note on MA408: Impress Limited, 468, DIT Road, Malibagh connected from Concord Tower POP via Banglamotor PP POC via Macsim Electronics POC 24 core (Blue Tube) Blue
Note on MM408: Impress Limited, 468, DIT Road, Malibagh connected from Concord Tower POP via Banglamotor PP POC via Macsim Electronics POC 24 core (Blue Tube) Blue
Note on NA408: Impress Limited, 468, DIT Road, Malibagh connected from Concord Tower POP via Banglamotor PP POC via Macsim Electronics POC 24 core (Blue Tube) Blue
Note on MA410: Concord POP to Segunbagicha POP via Banglamotor PP POC via Segunbagicha POC 24core (Blue Tube)Orange
Note on MM410: Concord POP to Segunbagicha POP via Banglamotor PP POC via Segunbagicha POC 24core (Blue Tube)Orange
Note on NA410: Concord POP to Segunbagicha POP via Banglamotor PP POC via Segunbagicha POC 24core (Blue Tube)Orange
Note on MA412: IBBL Moghbazar Branch, Waqf Bhaban,2nd floor,4 new Eskaton Road,Moghbazar,Dhaka-1000 connected from Concord Tower POP via Banglamotor PP POC via Mogbazar in fornt of 3star hotel (Duct EP) 24core (Blue Tube) Trans
Note on MM412: IBBL Moghbazar Branch, Waqf Bhaban,2nd floor,4 new Eskaton Road,Moghbazar,Dhaka-1000 connected from Concord Tower POP via Banglamotor PP POC via Mogbazar in fornt of 3star hotel (Duct EP) 24core (Blue Tube) Trans
Note on NA412: IBBL Moghbazar Branch, Waqf Bhaban,2nd floor,4 new Eskaton Road,Moghbazar,Dhaka-1000 connected from Concord Tower POP via Banglamotor PP POC via Mogbazar in fornt of 3star hotel (Duct EP) 24core (Blue Tube) Trans
Note on ND412: IBBL ,Wakfo Bhabon connected from Concord noc via Banglamotor PP POC & Mogbazar in fornt of 3star hotel (Duct EP) 12Blue
Note on GY416: Karnofully MD Res 5 Poribag, Bangla Motor, Dhaka. Connected from Planners POP 04Orange = 4Orange
Note on HE416: GSP Finince 1 Poribag, Mymonsingh Raod, Dhaka connected from Planners POP 04Blue=4Blue
Note on IN416: Electronic Business Solution Ltd. Room31104, Block#D, 11th Floor, PG Hospital, Shahabag, connected from Planner POP 12Blue=4Blue(1991-2380)
Note on MA416: South East Bank Ltd. MD Res House# 6/1, Bodir School, Eskaton connected from Concord POP via Banglamotor PP POC via 24core (Orange Tube) Blue
Note on MM416: South East Bank Ltd. MD Res House# 6/1, Bodir School, Eskaton connected from Concord POP via Banglamotor PP POC via 24core (Orange Tube) Blue
Note on NA416: South East Bank Ltd. MD Res House# 6/1, Bodir School, Eskaton connected from Concord POP via Banglamotor PP POC via 24core (Orange Tube) Blue
Note on NH416: South East Bank Ltd. MD Res House# 6/1, Bodir School, Eskaton connected from Concord noc via Banglamotor PP POC & SPRC and Neurology hospital/oppopsite dilu road 12Blue
Note on IY418: Sonali Bank Hotel Sheraton Branch Sheraton Hotel, Minto Road Dhaka, Dhaka connected from Planners POP 12Orange=6Orange
Note on IY420: SCB Sheraton Hotel, Annex Building, Sheraton Hotel, 1 Minto Road, Ramna, Dhaka-1000 connected from Planners POP 12Brown=6Green
Note on MA420: IFRC - [British Red Cross]-Mogbazar 684-686, Bara Moghbazar, Dhaka-1217 connected from Concord Tower POP vai Banglamotor PP POC via Taltaola POC 24core (Orang Tube)Trnas
Note on MM420: IFRC - [British Red Cross]-Mogbazar 684-686, Bara Moghbazar, Dhaka-1217 connected from Concord Tower POP vai Banglamotor PP POC via Taltaola POC 24core (Orang Tube)Trnas
Note on NA420: IFRC - [British Red Cross]-Mogbazar 684-686, Bara Moghbazar, Dhaka-1217 connected from Concord Tower POP vai Banglamotor PP POC via Taltaola POC 24core (Orang Tube)Trnas
Note on MA422: Concord to Banglalilnk Gulshan via Banglamotor PP POC via Catalina island/opposite OTOBI POC 24core(Tube-Green)Green
Note on MM422: Concord to Banglalilnk Gulshan via Banglamotor PP POC via Catalina island/opposite OTOBI POC 24core(Tube-Green)Green
Note on NA422: Concord to Banglalilnk Gulshan via Banglamotor PP POC via Catalina island/opposite OTOBI POC 24core(Tube-Green)Green
Note on MM424: SCBL Gulfesha ATM,Moghbazar connected from Concord noc 24core(tube-Green)Blue
Note on MA426: Concord Tower POP to Planners Tower POP via Banglamotor PP POC via Banglamotor Footoverbridge POC 24core(Tube-Green)Orange
Note on MM426: Concord Tower POP to Planners Tower POP via Banglamotor PP POC via Banglamotor Footoverbridge POC 24core(Tube-Green)Orange
Note on NA426: Concord Tower POP to Planners Tower POP via Banglamotor PP POC via Banglamotor Footoverbridge POC 24core(Tube-Green)Orange
Note on GY428: Karnofully MD Res 5 Poribag, Bangla Motor, Dhaka. Connected from Planners POP 04Orange =4Orange
Note on HE428: GSP Finince 1 Poribag, Mymonsingh Raod, Dhaka connected from Planners POP 04Blue=4Blue
Note on MA428: Concord Toewr POP to Hamim POP Banglamotor PP POC via Nabisco POC 24core(Tube-Green)Trans
Note on MM428: Concord Toewr POP to Hamim POP Banglamotor PP POC via Nabisco POC 24core(Tube-Green)Trans
Note on NA428: Concord Toewr POP to Hamim POP Banglamotor PP POC via Nabisco POC 24core(Tube-Green)Trans
Note on MA434: Opus Technology Limited Mejbauddin Plaza (5th floor) 91 New Circular Road, Ramna connected Concord Tower POP via Bangla Motor Petrol Pump POC via Desh TV POC 24core (Brown Tube)Orange
Note on MM434: Opus Technology Limited Mejbauddin Plaza (5th floor) 91 New Circular Road, Ramna connected Concord Tower POP via Bangla Motor Petrol Pump POC via Desh TV POC 24core (Brown Tube)Orange
Note on NA434: Opus Technology Limited Mejbauddin Plaza (5th floor) 91 New Circular Road, Ramna connected Concord Tower POP via Bangla Motor Petrol Pump POC via Desh TV POC 24core (Brown Tube)Orange
Note on MA436: SCB Kakrail Branch, Karnaphuli Garden City, 109 Kakrail Road, Dhaka connected from Concord Tower POP via Banglamotor PP POC via Desh TV POC 24core(Tube-Brown)Trans
Note on MM436: SCB Kakrail Branch, Karnaphuli Garden City, 109 Kakrail Road, Dhaka connected from Concord Tower POP via Banglamotor PP POC via Desh TV POC 24core(Tube-Brown)Trans
Note on NA436: SCB Kakrail Branch, Karnaphuli Garden City, 109 Kakrail Road, Dhaka connected from Concord Tower POP via Banglamotor PP POC via Desh TV POC 24core(Tube-Brown)Trans
Note on MA438: Concord Tower POP to Mouchak Wimax POP via Banglamotor PP POC via Desh TV POC 24core(Tube-Slate)Green
Note on MM438: Concord Tower POP to Mouchak Wimax POP via Banglamotor PP POC via Desh TV POC 24core(Tube-Slate)Green
Note on NA438: Concord Tower POP to Mouchak Wimax POP via Banglamotor PP POC via Desh TV POC 24core(Tube-Slate)Green
Note on GY440: Karnofully MD Res 5 Poribag, Bangla Motor, Dhaka. Connected from Planners POP 4Orange+4Blue (2318------- House#5, Gate TJB ID# 1272 (2399+442) 4Blue+4Blue ---House#5 Gate-2 TJBID#1272(384+382)------298) ID#2613
Note on HE440: GSP Finince 1 Poribag, Mymonsingh Raod, Dhaka connected from Planners POP 4Blue =04Blue
Note on MA440: SEBL Mouchak Branch. Karnaphuli Point (1st Floor), 70 New Circular Road, Malibagh, Dhaka connected from Concord Tower POP via Banglamotor PP POC via Desh TV POC 24core(Tube-Slate)Blue
Note on MM440: SEBL Mouchak Branch. Karnaphuli Point (1st Floor), 70 New Circular Road, Malibagh, Dhaka connected from Concord Tower POP via Banglamotor PP POC via Desh TV POC 24core(Tube-Slate)Blue
Note on NA440: SEBL Mouchak Branch. Karnaphuli Point (1st Floor), 70 New Circular Road, Malibagh, Dhaka connected from Concord Tower POP via Banglamotor PP POC via Desh TV POC 24core(Tube-Slate)Blue
Note on MA442: AIBL-Mouchak Branch 76, AM Plaza , DIT Circular Road Malibag, DHAKA .connected from Concord Tower POP via Banglamotor PP POC via Abu Gifari college-EP 24core (Slate Tube) Orange
Note on MM442: AIBL-Mouchak Branch 76, AM Plaza , DIT Circular Road Malibag, DHAKA .connected from Concord Tower POP via Banglamotor PP POC via Abu Gifari college-EP 24core (Slate Tube) Orange
Note on NA442: AIBL-Mouchak Branch 76, AM Plaza , DIT Circular Road Malibag, DHAKA .connected from Concord Tower POP via Banglamotor PP POC via Abu Gifari college-EP 24core (Slate Tube) Orange
Note on MA444: Padma Diagnostic Center Ltd. Address : 245/2, Malibagh, New Circular Road, Dhaka connected from Concord Tower POP via Banglamotor PP POC via Abu Gifari college-EP 24 core (Slate Tube) Trans
Note on MM444: Padma Diagnostic Center Ltd. Address : 245/2, Malibagh, New Circular Road, Dhaka connected from Concord Tower POP via Banglamotor PP POC via Abu Gifari college-EP 24 core (Slate Tube) Trans
Note on NA444: Padma Diagnostic Center Ltd. Address : 245/2, Malibagh, New Circular Road, Dhaka connected from Concord Tower POP via Banglamotor PP POC via Abu Gifari college-EP 24 core (Slate Tube) Trans
Note on HE449: GSP Finince 1 Poribag, Mymonsingh Raod, Dhaka connected from Planners POP 4Blue =04Blue (2482------------------2400) ID#2204
Note on JC454: SCB Sheraton Hotel, Annex Building, Sheraton Hotel, 1 Minto Road, Ramna, Dhaka-1000 connected from Planners POP 6Green
Note on JE454: Sonali Bank Hotel Sheraton Branch Sheraton Hotel, Minto Road Dhaka, Dhaka connected from Planners POP 6Orange
Note on ND457: IBBL ,Wakfo Bhabon connected from Concord noc via Banglamotor PP POC & Mogbazar in fornt of 3star hotel (Duct EP) 12Blue=4Blue(142- Muktijoddha songsod tjb(004+2553)sumon ---2460)
Note on JC465: SCB Sheraton Hotel, Annex Building, Sheraton Hotel, 1 Minto Road, Ramna, Dhaka-1000 connected from Planners POP 6Green
Note on JE465: Sonali Bank Hotel Sheraton Branch Sheraton Hotel, Minto Road Dhaka, Dhaka connected from Planners POP 6Orange
Note on JC476: SCB Sheraton Hotel, Annex Building, Sheraton Hotel, 1 Minto Road, Ramna, Dhaka-1000 connected from Planners POP 6Green=6Blue(1220--------ID6368)
Note on JE476: Sonali Bank Hotel Sheraton Branch Sheraton Hotel, Minto Road Dhaka, Dhaka connected from Planners POP 6 Orange=4Blue(1895-2000)Ratan
Note on JG476: 6Blue+12 Blue
Note on HW478: EBL Eastern Mollika Offsite ATM Eastern Mollika Shopping City, 26/ 1-2 Elephant Road. Dhaka connected from Planner POP
Note on JX479: Planners POP to Elephent Road POP via Banglamotor Foot overbridge POC via ARC Tower POC 6Blue
Note on KR479: Planners POP to Elephent Road POP via Banglamotor Foot overbridge POC via ARC Tower POC 6Blue
Note on LE479: Planners POP to Elephent Road POP via Banglamotor Foot overbridge POC via ARC Tower POC 6Blue=12Blue
Note on LK479: Planners POP to Elephent Road POP via Banglamotor Foot overbridge POC via ARC Tower POC 12Blue=12Blue
Note on HW480: HI-TECH Furniture. 272/B Elephant Road (3rd Floor), Dhaka-1205.connected from Planners POP
Note on JX481: Daily Desh Times 65 Mymensingh Lane (22 Biponon Plot), 5th floor, Banglamotor, Dhaka-1000 connected from Planners POP 6Orange
Note on KL481: Daily Desh Times 65 Mymensingh Lane (22 Biponon Plot), 5th floor, Banglamotor, Dhaka-1000 connected from Planners POP 6Orange=4Blue (960+1060) ID#2927 Raton
Note on LE481: Planners POP to Concord Tower POP via Banglamotor Foot overbridge POC via Banglamotor PP POC 6Orange=12Orange
Note on LK481: Planners POP to Concord Tower POP via Banglamotor Foot overbridge POC via Banglamotor PP POC 12Orange=12Orange
Note on HW482: Trust Bank Elephent road Branch M.R. Mansion (1st floor),19, Elephant Road,Dhaka connected from Planners POP
Note on JX483: Planners POP to Concord Tower POP via Banglamotor Foot overbridge POC via Banglamotor PP POC 6Green
Note on KR483: Planners POP to Concord Tower POP via Banglamotor Foot overbridge POC via Banglamotor PP POC 6Green
Note on HW484: Al Arafah Islami Bank Ltd. Elephant Road Branch, 91, New Elephent Road connected from Planner POP
Note on JX485: Lexus Travels Sonartory Tower,7th Floor 12 Sonargaon Bir Uttam CR Dutta Rd, Dhaka 1000, Dhaka. Connected from Planners POP 6Brown
Note on KR485: Lexus Travels Sonartory Tower,7th Floor 12 Sonargaon Bir Uttam CR Dutta Rd, Dhaka 1000, Dhaka. Connected from Planners POP 6Brown=4Blue (5495-) ID#2369
Note on HW488: UCC ECS Computer City, Shop # 713, Level-7 Multiplan Center, 69-71, New Elephant Road Dhaka-1205 connected from Planner POP
Note on IP513: EBL Eastern Mollika Offsite ATM Eastern Mollika Shopping City, 26/ 1-2 Elephant Road. Dhaka connected from Planner POP 12Blue=6Blue
Note on IP515: HI-TECH Furniture. 272/B Elephant Road (3rd Floor), Dhaka-1205.connected from Planners POP 12White=6Orange
Note on HP517: This core goes to Elephant Road Agrani Bank POC TJB for Splitter 12Green=Trans Splitter
Note on IP517: Trust Bank Elephent road Branch M.R. Mansion (1st floor),19, Elephant Road,Dhaka connected from Planners POP 12Green=6Green
Note on IP521: Al Arafah Islami Bank Ltd. Elephant Road Branch, 91, New Elephent Road connected from Planner POP 12Slate=6Slate
Note on JS522: Elephent road wimax POP to Dhanmondi 4 POP connected via ARC Tower POC via Dhanmondi 5 Fatema orcihid POC 4Blue=6blue
Note on JS524: SCB Dhanmondi 8 Branch Connected from Dhanmondi 4 POP 6Orange=6Orange
Note on JS526: DHAKA BANK LIMITED MOMTAZ PLAZA FLOOR 1 HOUSE # 7, ROAD # 4, Dhanmondi, Dhaka connected form Dhanmondi 4 POP 6Green=6Green
Note on IS547: PHOTO LOUNGE 19,Elefent Road, 4th Floor Dhaka, Newmarket, Dhaka, connected from Planners POP
Note on IU547: Al Arafah Islami Bank Ltd. Elephant Road Branch, 91, New Elephent Road connected from Planner POP 6Brown
Note on IW547: Trust Bank Elephent road Branch M.R. Mansion (1st floor),19, Elephant Road,Dhaka connected from Planners POP 6Green
Note on IY547: HI-TECH Furniture. 272/B Elephant Road (3rd Floor), Dhaka-1205.connected from Planners POP 6Orange
Note on JA547: EBL Eastern Mollika Offsite ATM Eastern Mollika Shopping City, 26/ 1-2 Elephant Road. Dhaka connected from Planner POP connected from Planner POP 6Blue
Note on JC547: Elephent road wimax POP to Dhanmondi 4 POP connected via ARC Tower POC via Dhanmondi 5 Fatema orcihid POC=4Blue
Note on JE547: Planners POP to Elephent Road POP via Banglamotor Foot overbridge POC via ARC Tower POC 12Blue=12Blue
Note on JG547: Planners POP to Concord Tower POP via Banglamotor Foot overbridge POC via Banglamotor PP POC 12Orange=12Orange
Note on IS568: PHOTO LOUNGE 19,Elefent Road, 4th Floor Dhaka, Newmarket, Dhaka, connected from Planners POP
Note on IU568: Al Arafah Islami Bank Ltd. Elephant Road Branch, 91, New Elephent Road connected from Planner POP =12White
Note on IW568: Trust Bank Elephent road Branch M.R. Mansion (1st floor),19, Elephant Road,Dhaka connected from Planners POP =12Slate
Note on IY568: HI-TECH Furniture. 272/B Elephant Road (3rd Floor), Dhaka-1205.connected from Planners POP 12Brown
Note on JA568: EBL Eastern Mollika Offsite ATM Eastern Mollika Shopping City, 26/ 1-2 Elephant Road. Dhaka connected from Planner POP connected from Planner POP 12Green
Note on JC568: Elephent road wimax POP to Dhanmondi 4 POP connected via ARC Tower POC via Dhanmondi 5 Fatema orcihid POC =12Orange
Note on JE568: Planners POP connected with Elephent road POP via Banglamotor F.O POC =12Blue
Note on JI569: Planners POP connected with Elephent road POP via Banglamotor F.O POC 12Blue=12Blue
Note on JK569: Elephent road wimax POP to Dhanmondi 4 POP connected via ARC Tower POC via Dhanmondi 5 Fatema orcihid POC =12Orange
Note on JM569: Elephent road wimax POP to Imamgonj POP connected 12Green
Note on JH598: Planners POP connected with Elephent road POP via Banglamotor F.O POC 12Blue=12Blue
Note on KD598: PHOTO LOUNGE 19,Elefent Road, 4th Floor Dhaka, Newmarket, Dhaka, connected from Planners POP
Note on KH598: PHOTO LOUNGE 19,Elefent Road, 4th Floor Dhaka, Newmarket, Dhaka, connected from Planners POP
Note on KL598: PHOTO LOUNGE 19,Elefent Road, 4th Floor Dhaka, Newmarket, Dhaka, connected from Planners POP
Note on KP598: PHOTO LOUNGE 19,Elefent Road, 4th Floor Dhaka, Newmarket, Dhaka, connected from Planners POP 4 Blue=4Blue (461 +514) ID#1430 Amir
Note on MG598: Dhaka bank, New market Connected from Planners Tower POP 4Blue+4Blue (31--01) ID#5338
Note on JH600: Elephent road wimax POP to Dhanmondi 4 POP connected via ARC Tower POC via Dhanmondi 5 Fatema orcihid POC 12Orange=12Orange
Note on JM600: Elephent road wimax POP to Imamgonj POP connected 12Green = 04 Blue (521----ID-2277 See Elephant Road POP Sheet
Note on KD600: Trust Bank Elephent road Branch M.R. Mansion (1st floor),19, Elephant Road,Dhaka connected from Planners POP 6Orange=6Orange
Note on KH600: Trust Bank Elephent road Branch M.R. Mansion (1st floor),19, Elephant Road,Dhaka connected from Planners POP 6Orange=6Orange
Note on KL600: Trust Bank Elephent road Branch M.R. Mansion (1st floor),19, Elephant Road,Dhaka connected from Planners POP 6Orange=4Orange
Note on KP600: Trust Bank Elephent road Branch M.R. Mansion (1st floor),19, Elephant Road,Dhaka connected from Planners POP 4Orange=4Blue(250-140)ID#2430
Note on JH602: EBL Eastern Mollika Offsite ATM Eastern Mollika Shopping City, 26/ 1-2 Elephant Road. Dhaka connected from Planner POP connected from Planner POP 12Green=6Green
Note on JP602: EBL Eastern Mollika Offsite ATM Eastern Mollika Shopping City, 26/ 1-2 Elephant Road. Dhaka connected from Planner POP connected fr 12Green=6Green
Note on JT602: EBL Eastern Mollika Offsite ATM Eastern Mollika Shopping City, 26/ 1-2 Elephant Road. Dhaka connected from Planner POP connected fr 6Green=4Green
Note on KD602: EBL Eastern Mollika Offsite ATM Eastern Mollika Shopping City, 26/ 1-2 Elephant Road. Dhaka connected from Planner POP connected from Planner POP 4Green=4Blue (681---xxx) ID#0667
Note on JH604: HI-TECH Furniture. 272/B Elephant Road (3rd Floor), Dhaka-1205.connected from Planners POP 12 Brown = 4Orange
Note on JP604: PHOTO LOUNGE 19,Elefent Road, 4th Floor Dhaka, Newmarket, Dhaka, connected from Planners POP 12 Red = 6Brown
Note on JT604: PHOTO LOUNGE 19,Elefent Road, 4th Floor Dhaka, Newmarket, Dhaka, connected from Planners POP 6Brown=4Blue
Note on JH606: Trust Bank Elephent road Branch M.R. Mansion (1st floor),19, Elephant Road,Dhaka connected from Planners POP 12Slate=6Slate
Note on JP606: Trust Bank Elephent road Branch M.R. Mansion (1st floor),19, Elephant Road,Dhaka connected from Planners POP 12Slate=6 Slate
Note on JT606: Trust Bank Elephent road Branch M.R. Mansion (1st floor),19, Elephant Road,Dhaka connected from Planners POP 6Slate=4Orange
Note on JH610: Al Arafah Islami Bank , 91, New Elephent Road connected form Planners POP12Red = 4blue
Note on JU616: Al Arafah Islami Bank , 91, New Elephent Road connected form Planners POP 4 Blue= 4Blue
Note on KD616: Al Arafah Islami Bank , 91, New Elephent Road connected form Planners POP 4 Blue= 4Blue
Note on KH616: Al Arafah Islami Bank , 91, New Elephent Road connected form Planners POP 4 Blue= 4Blue (2000----2050) ID#299
Note on JU618: HI-TECH Furniture. 272/B Elephant Road (3rd Floor), Dhaka-1205.connected from Planners POP 4 Orange = 4Blue (5357-----Jhon Fabrics TJB(5311+5315) 4Blue+4Blue Sohidul --ID#405 ----------5192) ID#405